## VIC
VIC PHES sites (head > 300m)
Index |  | Latitude | Longitude | Elevation (m) | Water area (ha) | Reservoir volume (GL) | Dam length (m) | Dam area (ha) | Dam volume (GL) | Water-rock ratio | Average water depth (m) | Stored energy (GWh) | Energy storage calculations assume a 400m head to deliver a ballpark estimate. Actual head will be calculated once the lower reservoir is determined.
|  |  | Maximum | 1601 | 464 | 67 | 5301 | 15.1 | 2.8 | 234 | 44.4444 | 58.3644
SUMMARY STATS |  |  | Median | 810 | 13 | 2 | 1119 | 2.5 | 0.3 | 7 | 16.6667 | 1.7422
|  |  | Minimum | 299 | 8 | 1 | 192 | 0.4 | 0 | 2 | 4.5455 | 0.87111
Reservoir count |  |  | Sum |  | 78463 | 12942 | [5 empty] | 11273.92
4404
S38E145_RES_8068 | West | -37.11 | 145.4161 | 560 | 464 | 67 | 2878 | 7.8 | 1 | 65 | 14.4397 | 58.3644
S38E145_RES_5578 | West | -37.3897 | 145.5836 | 640 | 299 | 50 | 1824 | 5.6 | 0.9 | 57 | 16.7224 | 43.5556
S37E147_RES_11045 | Central | -36.2594 | 147.4774 | 892 | 201 | 35 | 3968 | 7.8 | 0.8 | 45 | 17.4129 | 30.4889
S38E145_RES_7882 | West | -37.1208 | 145.4786 | 490 | 168 | 32 | 1591 | 4.6 | 0.7 | 48 | 19.0476 | 27.8756
S38E145_RES_7996 | West | -37.1136 | 145.5589 | 520 | 215 | 31 | 1591 | 4.1 | 0.5 | 59 | 14.4186 | 27.0044
S38E146_RES_3482 | Central | -37.771 | 146.1949 | 1089 | 136 | 30 | 618 | 1.6 | 0.2 | 151 | 22.0588 | 26.1333
S38E145_RES_1630 | West | -37.7872 | 145.8842 | 700 | 187 | 27 | 1531 | 3.4 | 0.4 | 72 | 14.4385 | 23.52
S38E145_RES_3619 | West | -37.4914 | 145.3042 | 560 | 180 | 25 | 3734 | 9.4 | 1.2 | 21 | 13.8889 | 21.7778
S38E145_RES_1306 | West | -37.812 | 145.855 | 741 | 150 | 24 | 1056 | 2.5 | 0.3 | 81 | 16 | 20.9067
S38E145_RES_2882 | West | -37.5469 | 145.7952 | 861 | 173 | 24 | 1429 | 1.7 | 0.1 | 234 | 13.8728 | 20.9067
S39E146_RES_1019 | Central | -38.2486 | 146.0836 | 390 | 113 | 24 | 4391 | 9.9 | 1.1 | 21 | 21.2389 | 20.9067
S38E146_RES_2514 | Central | -37.8047 | 146.1203 | 980 | 126 | 23 | 2373 | 5.9 | 0.7 | 31 | 18.254 | 20.0356
S37E146_RES_4802 | Central | -36.256 | 146.8409 | 689 | 125 | 22 | 2492 | 5.2 | 0.5 | 41 | 17.6 | 19.1644
S38E145_RES_4650 | West | -37.4362 | 145.8265 | 1128 | 101 | 21 | 1917 | 5.2 | 0.7 | 30 | 20.7921 | 18.2933
S38E145_RES_961 | West | -37.8314 | 145.8347 | 670 | 128 | 21 | 1428 | 3.9 | 0.5 | 41 | 16.4062 | 18.2933
S37E148_RES_113 | East | -36.9894 | 148.27 | 940 | 114 | 20 | 2087 | 4.7 | 0.5 | 37 | 17.5439 | 17.4222
S38E148_RES_3484 | East | -37.2269 | 148.0856 | 740 | 125 | 20 | 1033 | 3.2 | 0.5 | 39 | 16 | 17.4222
S38E147_RES_5048 | Central | -37.3122 | 147.6397 | 710 | 104 | 18 | 2610 | 5.9 | 0.7 | 26 | 17.3077 | 15.68
S37E147_RES_11429 | Central | -36.2281 | 147.4594 | 720 | 77 | 17 | 2054 | 4.9 | 0.6 | 29 | 22.0779 | 14.8089
S38E145_RES_8088 | West | -37.1092 | 145.1612 | 539 | 127 | 17 | 3992 | 7.9 | 0.8 | 22 | 13.3858 | 14.8089
S38E147_RES_5390 | Central | -37.3032 | 147.4596 | 890 | 114 | 17 | 1009 | 1.9 | 0.2 | 101 | 14.9123 | 14.8089
S38E145_RES_4659 | West | -37.4359 | 145.8051 | 1199 | 60 | 16 | 3345 | 9.1 | 1.2 | 13 | 26.6667 | 13.9378
S38E145_RES_5616 | West | -37.3876 | 145.8306 | 1122 | 82 | 16 | 2536 | 4 | 0.3 | 50 | 19.5122 | 13.9378
S38E148_RES_3166 | East | -37.2494 | 148.1153 | 670 | 101 | 16 | 1485 | 4.1 | 0.6 | 29 | 15.8416 | 13.9378
S38E148_RES_3861 | East | -37.2056 | 148.2711 | 750 | 112 | 16 | 1695 | 6 | 1 | 15 | 14.2857 | 13.9378
S38E149_RES_1181 | East | -37.2171 | 149.1753 | 901 | 80 | 16 | 2574 | 7.1 | 1 | 17 | 20 | 13.9378
S37E145_RES_561 | West | -36.8503 | 145.6483 | 540 | 120 | 15 | 2806 | 7 | 0.9 | 18 | 12.5 | 13.0667
S38E145_RES_1268 | West | -37.8141 | 145.7763 | 641 | 78 | 15 | 2440 | 6.4 | 0.8 | 18 | 19.2308 | 13.0667
S38E145_RES_5321 | West | -37.406 | 145.63 | 831 | 79 | 15 | 1948 | 5 | 0.6 | 24 | 18.9873 | 13.0667
S38E147_RES_10021 | Central | -37.1517 | 147.3572 | 1130 | 99 | 15 | 569 | 1.7 | 0.3 | 61 | 15.1515 | 13.0667
S38E148_RES_2798 | East | -37.2728 | 148.8247 | 950 | 84 | 15 | 1299 | 3.1 | 0.4 | 39 | 17.8571 | 13.0667
S38E148_RES_3143 | East | -37.2515 | 148.2962 | 721 | 79 | 15 | 2939 | 8.1 | 1.1 | 14 | 18.9873 | 13.0667
S37E145_RES_1026 | West | -36.7478 | 145.8214 | 580 | 86 | 14 | 3304 | 7 | 0.7 | 19 | 16.2791 | 12.1956
S38E145_RES_4859 | West | -37.4261 | 145.6358 | 900 | 60 | 14 | 2603 | 6.7 | 0.9 | 16 | 23.3333 | 12.1956
S38E145_RES_5483 | West | -37.3965 | 145.8115 | 1019 | 78 | 14 | 1058 | 3.3 | 0.5 | 27 | 17.9487 | 12.1956
S38E145_RES_6592 | West | -37.3189 | 145.215 | 560 | 98 | 14 | 5301 | 7.9 | 0.6 | 24 | 14.2857 | 12.1956
S38E146_RES_3895 | Central | -37.7556 | 146.1747 | 1050 | 83 | 14 | 1797 | 3 | 0.2 | 58 | 16.8675 | 12.1956
S38E147_RES_12398 | Central | -37.0514 | 147.2883 | 1360 | 70 | 14 | 675 | 1.1 | 0.1 | 170 | 20 | 12.1956
S38E148_RES_1899 | East | -37.3169 | 148.2994 | 650 | 80 | 14 | 2740 | 7.2 | 1 | 14 | 17.5 | 12.1956
S38E148_RES_2918 | East | -37.2664 | 148.2933 | 680 | 85 | 14 | 365 | 1.1 | 0.2 | 95 | 16.4706 | 12.1956
S38E148_RES_4540 | East | -37.1678 | 148.0008 | 1210 | 79 | 14 | 1906 | 5.1 | 0.7 | 21 | 17.7215 | 12.1956
S38E148_RES_6273 | East | -37.0399 | 148.2967 | 839 | 190 | 14 | 786 | 2 | 0.2 | 58 | 7.3684 | 12.1956
S37E145_RES_610 | West | -36.8414 | 145.6483 | 550 | 83 | 13 | 2292 | 5.5 | 0.7 | 20 | 15.6627 | 11.3244
S37E145_RES_746 | West | -36.8242 | 145.671 | 539 | 104 | 13 | 1988 | 5.1 | 0.7 | 20 | 12.5 | 11.3244
S38E143_RES_35 | West | -37.3132 | 143.27 | 701 | 74 | 13 | 3161 | 6.8 | 0.7 | 18 | 17.5676 | 11.3244
S38E145_RES_1568 | West | -37.7937 | 145.8187 | 749 | 71 | 13 | 866 | 1.7 | 0.2 | 76 | 18.3099 | 11.3244
S38E145_RES_4627 | West | -37.4369 | 145.6197 | 760 | 58 | 13 | 1391 | 4.2 | 0.6 | 20 | 22.4138 | 11.3244
S38E145_RES_8459 | West | -37.0417 | 145.5542 | 580 | 91 | 13 | 3318 | 8 | 1 | 14 | 14.2857 | 11.3244
S38E146_RES_5918 | Central | -37.6086 | 146.1456 | 1099 | 97 | 13 | 637 | 2 | 0.3 | 43 | 13.4021 | 11.3244
S38E147_RES_12594 | Central | -37.041 | 147.2978 | 1309 | 69 | 13 | 755 | 2.2 | 0.3 | 39 | 18.8406 | 11.3244
S38E147_RES_9937 | Central | -37.1547 | 147.645 | 770 | 63 | 13 | 4388 | 10.8 | 1.3 | 10 | 20.6349 | 11.3244
S38E148_RES_2021 | East | -37.3107 | 148.2057 | 589 | 84 | 13 | 712 | 2.2 | 0.3 | 37 | 15.4762 | 11.3244
S38E148_RES_3195 | East | -37.2472 | 148.0731 | 890 | 69 | 13 | 2147 | 4.9 | 0.6 | 23 | 18.8406 | 11.3244
S38E148_RES_4858 | East | -37.1469 | 148.0821 | 1051 | 79 | 13 | 1764 | 4.8 | 0.6 | 20 | 16.4557 | 11.3244
S38E148_RES_6066 | East | -37.0633 | 148.29 | 820 | 65 | 13 | 1994 | 3.9 | 0.4 | 34 | 20 | 11.3244
S37E146_RES_1987 | Central | -36.8321 | 146.3554 | 800 | 37 | 12 | 4138 | 15.1 | 2.8 | 5 | 32.4324 | 10.4533
S37E146_RES_2607 | Central | -36.7829 | 146.3542 | 769 | 54 | 12 | 4181 | 11.3 | 1.5 | 8 | 22.2222 | 10.4533
S38E145_RES_2980 | West | -37.5382 | 145.7597 | 832 | 51 | 12 | 2102 | 4.6 | 0.5 | 23 | 23.5294 | 10.4533
S38E145_RES_8273 | West | -37.0994 | 145.4452 | 579 | 55 | 12 | 4196 | 10.4 | 1.3 | 9 | 21.8182 | 10.4533
S38E146_RES_2298 | Central | -37.8119 | 146.0503 | 700 | 59 | 12 | 1570 | 2.9 | 0.3 | 43 | 20.339 | 10.4533
S38E146_RES_7707 | Central | -37.4981 | 146.9764 | 1040 | 91 | 12 | 4426 | 5.6 | 0.4 | 34 | 13.1868 | 10.4533
S38E147_RES_12816 | Central | -37.0319 | 147.2806 | 1410 | 44 | 12 | 3294 | 9.7 | 1.4 | 9 | 27.2727 | 10.4533
S38E148_RES_1493 | East | -37.3368 | 148.8553 | 1029 | 64 | 12 | 1231 | 3.5 | 0.5 | 24 | 18.75 | 10.4533
S38E148_RES_3032 | East | -37.2592 | 148.7586 | 779 | 85 | 12 | 724 | 1.9 | 0.2 | 48 | 14.1176 | 10.4533
S38E148_RES_6712 | East | -37.0056 | 148.2697 | 890 | 48 | 12 | 3257 | 10.3 | 1.6 | 8 | 25 | 10.4533
S38E149_RES_89 | East | -37.4437 | 149.1044 | 538 | 87 | 12 | 1521 | 3 | 0.3 | 39 | 13.7931 | 10.4533
S38E149_RES_738 | East | -37.2576 | 149.1951 | 549 | 97 | 12 | 1021 | 2.1 | 0.2 | 58 | 12.3711 | 10.4533
S38E149_RES_1431 | East | -37.1976 | 149.1724 | 829 | 104 | 12 | 3143 | 4.6 | 0.3 | 37 | 11.5385 | 10.4533
S37E147_RES_12262 | Central | -36.1152 | 147.9136 | 581 | 63 | 11 | 1213 | 3.3 | 0.5 | 24 | 17.4603 | 9.5822
S38E145_RES_2807 | West | -37.5511 | 145.5483 | 750 | 65 | 11 | 1175 | 2.5 | 0.3 | 44 | 16.9231 | 9.5822
S38E145_RES_4472 | West | -37.446 | 145.8159 | 1199 | 36 | 11 | 3055 | 11.2 | 2 | 6 | 30.5556 | 9.5822
S38E145_RES_501 | West | -37.8926 | 145.6905 | 522 | 68 | 11 | 840 | 2.1 | 0.3 | 40 | 16.1765 | 9.5822
S38E145_RES_7869 | West | -37.1219 | 145.1424 | 439 | 73 | 11 | 2358 | 4 | 0.3 | 33 | 15.0685 | 9.5822
S38E145_RES_8283 | West | -37.0986 | 145.2539 | 460 | 68 | 11 | 1262 | 3.4 | 0.5 | 24 | 16.1765 | 9.5822
S38E146_RES_2597 | Central | -37.8009 | 146.1413 | 969 | 75 | 11 | 1342 | 2.7 | 0.3 | 40 | 14.6667 | 9.5822
S38E146_RES_3682 | Central | -37.7639 | 146.2572 | 1100 | 77 | 11 | 1339 | 3.6 | 0.5 | 22 | 14.2857 | 9.5822
S38E147_RES_4137 | Central | -37.3392 | 147.4856 | 1030 | 66 | 11 | 1330 | 3.1 | 0.4 | 30 | 16.6667 | 9.5822
S38E147_RES_7597 | Central | -37.2289 | 147.2017 | 1260 | 72 | 11 | 1912 | 2.4 | 0.1 | 73 | 15.2778 | 9.5822
S38E147_RES_9402 | Central | -37.1753 | 147.4904 | 1149 | 91 | 11 | 1405 | 2.1 | 0.2 | 71 | 12.0879 | 9.5822
S38E148_RES_2039 | East | -37.3097 | 148.3153 | 680 | 73 | 11 | 1355 | 3.6 | 0.5 | 23 | 15.0685 | 9.5822
S38E148_RES_2652 | East | -37.281 | 148.1113 | 859 | 55 | 11 | 3960 | 9 | 1 | 11 | 20 | 9.5822
S38E148_RES_3360 | East | -37.2338 | 148.0944 | 701 | 52 | 11 | 2592 | 7.5 | 1.1 | 10 | 21.1538 | 9.5822
S38E148_RES_4245 | East | -37.1854 | 148.3118 | 729 | 50 | 11 | 4326 | 11.5 | 1.5 | 7 | 22 | 9.5822
S38E148_RES_4915 | East | -37.1414 | 148.2546 | 871 | 57 | 11 | 2902 | 5.6 | 0.5 | 20 | 19.2982 | 9.5822
S38E148_RES_5908 | East | -37.0847 | 148.2639 | 890 | 69 | 11 | 4277 | 8.7 | 0.9 | 12 | 15.942 | 9.5822
S38E149_RES_1077 | East | -37.2254 | 149.0311 | 929 | 46 | 11 | 1033 | 3.4 | 0.6 | 19 | 23.913 | 9.5822
S39E143_RES_215 | West | -38.6753 | 143.4272 | 470 | 69 | 11 | 1784 | 4.4 | 0.5 | 20 | 15.942 | 9.5822
S39E143_RES_303 | West | -38.6647 | 143.7144 | 440 | 67 | 11 | 1146 | 3.2 | 0.4 | 24 | 16.4179 | 9.5822
S39E146_RES_1022 | Central | -38.2444 | 146.0919 | 380 | 50 | 11 | 2503 | 5.8 | 0.7 | 16 | 22 | 9.5822
S37E146_RES_1892 | Central | -36.8414 | 146.3106 | 820 | 51 | 10 | 2551 | 6.2 | 0.8 | 13 | 19.6078 | 8.7111
S37E146_RES_1917 | Central | -36.8396 | 146.3045 | 808 | 62 | 10 | 3425 | 6.9 | 0.7 | 15 | 16.129 | 8.7111
S37E146_RES_1968 | Central | -36.8342 | 146.1914 | 790 | 29 | 10 | 3233 | 13 | 2.6 | 4 | 34.4828 | 8.7111
S37E146_RES_2775 | Central | -36.7692 | 146.1765 | 639 | 71 | 10 | 1556 | 2.9 | 0.3 | 35 | 14.0845 | 8.7111
S37E146_RES_4108 | Central | -36.4105 | 146.7878 | 791 | 58 | 10 | 1539 | 3.9 | 0.5 | 21 | 17.2414 | 8.7111
S37E147_RES_10121 | Central | -36.3217 | 147.5347 | 1000 | 37 | 10 | 3105 | 8.7 | 1.2 | 8 | 27.027 | 8.7111
S37E147_RES_10160 | Central | -36.3193 | 147.5218 | 989 | 69 | 10 | 4354 | 7 | 0.6 | 17 | 14.4928 | 8.7111
S37E147_RES_11390 | Central | -36.2319 | 147.4731 | 740 | 56 | 10 | 1954 | 4.7 | 0.6 | 17 | 17.8571 | 8.7111
S37E147_RES_7203 | Central | -36.4994 | 147.9296 | 1149 | 58 | 10 | 2183 | 3.1 | 0.2 | 43 | 17.2414 | 8.7111
S37E147_RES_9394 | Central | -36.4064 | 147.6483 | 1070 | 65 | 10 | 1800 | 4.6 | 0.6 | 17 | 15.3846 | 8.7111
S38E145_RES_1814 | West | -37.7739 | 145.9914 | 810 | 47 | 10 | 3090 | 6.4 | 0.7 | 14 | 21.2766 | 8.7111
S38E145_RES_3053 | West | -37.5296 | 145.3693 | 493 | 62 | 10 | 2763 | 4.6 | 0.4 | 26 | 16.129 | 8.7111
S38E145_RES_3927 | West | -37.4765 | 145.4996 | 679 | 77 | 10 | 748 | 2 | 0.3 | 35 | 12.987 | 8.7111
S38E145_RES_5171 | West | -37.4128 | 145.1419 | 690 | 51 | 10 | 1509 | 4.2 | 0.6 | 16 | 19.6078 | 8.7111
S38E145_RES_6162 | West | -37.3547 | 145.6006 | 740 | 48 | 10 | 3737 | 8.2 | 0.9 | 11 | 20.8333 | 8.7111
S38E145_RES_6490 | West | -37.3269 | 145.6105 | 721 | 66 | 10 | 3650 | 5.1 | 0.3 | 28 | 15.1515 | 8.7111
S38E145_RES_7639 | West | -37.1415 | 145.1944 | 478 | 61 | 10 | 396 | 1.2 | 0.2 | 58 | 16.3934 | 8.7111
S38E145_RES_7699 | West | -37.1353 | 145.1492 | 480 | 77 | 10 | 1752 | 2.6 | 0.2 | 51 | 12.987 | 8.7111
S38E145_RES_8293 | West | -37.0982 | 145.488 | 621 | 27 | 10 | 3008 | 12.4 | 2.6 | 4 | 37.037 | 8.7111
S38E145_RES_8403 | West | -37.0781 | 145.5569 | 580 | 97 | 10 | 1994 | 3.1 | 0.2 | 41 | 10.3093 | 8.7111
S38E145_RES_8440 | West | -37.0546 | 145.5494 | 621 | 79 | 10 | 5002 | 8 | 0.6 | 16 | 12.6582 | 8.7111
S38E146_RES_2650 | Central | -37.7973 | 146.3163 | 1089 | 54 | 10 | 1773 | 3.1 | 0.3 | 37 | 18.5185 | 8.7111
S38E147_RES_1307 | Central | -37.4632 | 147.0176 | 1169 | 65 | 10 | 1002 | 2.6 | 0.3 | 31 | 15.3846 | 8.7111
S38E147_RES_6242 | Central | -37.2739 | 147.4669 | 890 | 68 | 10 | 1949 | 4.2 | 0.5 | 23 | 14.7059 | 8.7111
S38E147_RES_7407 | Central | -37.2353 | 147.925 | 1100 | 52 | 10 | 1374 | 3.8 | 0.5 | 19 | 19.2308 | 8.7111
S38E147_RES_8016 | Central | -37.2167 | 147.1958 | 1310 | 51 | 10 | 2166 | 4.9 | 0.5 | 18 | 19.6078 | 8.7111
S38E147_RES_8477 | Central | -37.2033 | 147.9504 | 1121 | 60 | 10 | 1040 | 2 | 0.2 | 50 | 16.6667 | 8.7111
S38E148_RES_11 | East | -37.5756 | 148.7239 | 470 | 57 | 10 | 1959 | 3.5 | 0.3 | 32 | 17.5439 | 8.7111
S38E148_RES_3260 | East | -37.2419 | 148.1003 | 700 | 38 | 10 | 2184 | 6.6 | 1 | 10 | 26.3158 | 8.7111
S39E143_RES_249 | West | -38.6713 | 143.4231 | 489 | 54 | 10 | 3241 | 6.9 | 0.7 | 14 | 18.5185 | 8.7111
S37E146_RES_1425 | Central | -36.8904 | 146.2131 | 869 | 49 | 9 | 3134 | 8.9 | 1.3 | 7 | 18.3673 | 7.84
S37E146_RES_2318 | Central | -36.8085 | 146.3478 | 761 | 42 | 9 | 2354 | 5.8 | 0.7 | 13 | 21.4286 | 7.84
S37E146_RES_2513 | Central | -36.7898 | 146.3562 | 799 | 34 | 9 | 3458 | 9.2 | 1.2 | 7 | 26.4706 | 7.84
S37E147_RES_69 | Central | -36.9955 | 147.9208 | 1161 | 44 | 9 | 1394 | 2.6 | 0.2 | 38 | 20.4545 | 7.84
S37E147_RES_6883 | Central | -36.5139 | 147.9617 | 1200 | 64 | 9 | 1601 | 3 | 0.3 | 32 | 14.0625 | 7.84
S38E145_RES_2420 | West | -37.5773 | 145.5095 | 532 | 44 | 9 | 1093 | 3.1 | 0.4 | 21 | 20.4545 | 7.84
S38E145_RES_2669 | West | -37.5586 | 145.7697 | 910 | 61 | 9 | 2263 | 3.9 | 0.3 | 26 | 14.7541 | 7.84
S38E145_RES_3368 | West | -37.5081 | 145.5889 | 790 | 66 | 9 | 958 | 2 | 0.2 | 45 | 13.6364 | 7.84
S38E145_RES_409 | West | -37.9022 | 145.7922 | 670 | 41 | 9 | 371 | 1.4 | 0.3 | 35 | 21.9512 | 7.84
S38E145_RES_5418 | West | -37.4004 | 145.8242 | 1109 | 52 | 9 | 2629 | 5.2 | 0.5 | 18 | 17.3077 | 7.84
S38E145_RES_6242 | West | -37.3499 | 145.5971 | 728 | 42 | 9 | 3105 | 6.7 | 0.7 | 12 | 21.4286 | 7.84
S38E145_RES_6429 | West | -37.3331 | 145.5947 | 710 | 51 | 9 | 2740 | 5.2 | 0.5 | 18 | 17.6471 | 7.84
S38E145_RES_7334 | West | -37.1672 | 145.1394 | 580 | 52 | 9 | 1634 | 3.4 | 0.3 | 27 | 17.3077 | 7.84
S38E145_RES_8258 | West | -37.1013 | 145.4075 | 589 | 52 | 9 | 2148 | 4 | 0.4 | 23 | 17.3077 | 7.84
S38E146_RES_2282 | Central | -37.8125 | 146.3505 | 929 | 34 | 9 | 1985 | 6 | 0.9 | 9 | 26.4706 | 7.84
S38E146_RES_458 | Central | -37.9067 | 146.3038 | 841 | 36 | 9 | 1914 | 6.2 | 1 | 9 | 25 | 7.84
S38E146_RES_5348 | Central | -37.6378 | 146.1246 | 1129 | 81 | 9 | 693 | 1.2 | 0.1 | 85 | 11.1111 | 7.84
S38E146_RES_5684 | Central | -37.6214 | 146.1358 | 1160 | 58 | 9 | 2577 | 3.8 | 0.3 | 32 | 15.5172 | 7.84
S38E146_RES_7494 | Central | -37.5075 | 146.4417 | 1090 | 70 | 9 | 990 | 2.8 | 0.4 | 23 | 12.8571 | 7.84
S38E147_RES_5488 | Central | -37.2997 | 147.5247 | 1190 | 53 | 9 | 1367 | 3.5 | 0.4 | 21 | 16.9811 | 7.84
S38E147_RES_10443 | Central | -37.1391 | 147.6593 | 759 | 55 | 9 | 2537 | 6.3 | 0.8 | 12 | 16.3636 | 7.84
S38E147_RES_10518 | Central | -37.1367 | 147.9047 | 1350 | 35 | 9 | 3453 | 9.3 | 1.2 | 7 | 25.7143 | 7.84
S38E147_RES_7267 | Central | -37.2409 | 147.3817 | 1151 | 64 | 9 | 551 | 1.4 | 0.2 | 50 | 14.0625 | 7.84
S38E147_RES_7995 | Central | -37.2173 | 147.9259 | 1151 | 48 | 9 | 755 | 1.9 | 0.2 | 35 | 18.75 | 7.84
S38E147_RES_8632 | Central | -37.1982 | 147.3883 | 1271 | 53 | 9 | 1665 | 4.2 | 0.5 | 17 | 16.9811 | 7.84
S38E147_RES_9829 | Central | -37.1589 | 147.1986 | 1420 | 32 | 9 | 2717 | 8.3 | 1.3 | 7 | 28.125 | 7.84
S38E148_RES_3682 | East | -37.2169 | 148.2964 | 780 | 44 | 9 | 2252 | 5.8 | 0.8 | 12 | 20.4545 | 7.84
S38E148_RES_5915 | East | -37.084 | 148.2706 | 889 | 32 | 9 | 3528 | 12.4 | 2.2 | 4 | 28.125 | 7.84
S38E148_RES_6015 | East | -37.0702 | 148.2968 | 779 | 74 | 9 | 861 | 1.9 | 0.2 | 40 | 12.1622 | 7.84
S39E143_RES_207 | West | -38.6765 | 143.3948 | 449 | 49 | 9 | 2759 | 7.2 | 1 | 10 | 18.3673 | 7.84
S37E145_RES_450 | West | -36.8817 | 145.9006 | 740 | 57 | 8 | 936 | 2.4 | 0.3 | 25 | 14.0351 | 6.9689
S37E145_RES_787 | West | -36.8206 | 145.6941 | 569 | 53 | 8 | 2657 | 5.4 | 0.5 | 14 | 15.0943 | 6.9689
S37E145_RES_1076 | West | -36.7375 | 145.8978 | 600 | 41 | 8 | 3457 | 8.4 | 1 | 8 | 19.5122 | 6.9689
S37E146_RES_1549 | Central | -36.877 | 146.1919 | 809 | 59 | 8 | 1896 | 3.9 | 0.4 | 20 | 13.5593 | 6.9689
S37E146_RES_1566 | Central | -36.876 | 146.2975 | 898 | 38 | 8 | 2621 | 5.7 | 0.6 | 12 | 21.0526 | 6.9689
S37E146_RES_1803 | Central | -36.8497 | 146.1872 | 760 | 50 | 8 | 3040 | 7 | 0.8 | 10 | 16 | 6.9689
S37E146_RES_2700 | Central | -36.7761 | 146.1817 | 680 | 31 | 8 | 3128 | 10.1 | 1.6 | 5 | 25.8065 | 6.9689
S37E146_RES_4124 | Central | -36.4097 | 146.8186 | 700 | 54 | 8 | 806 | 1.8 | 0.2 | 39 | 14.8148 | 6.9689
S37E147_RES_185 | Central | -36.9879 | 147.8432 | 967 | 65 | 8 | 780 | 1.4 | 0.1 | 59 | 12.3077 | 6.9689
S37E147_RES_12388 | Central | -36.109 | 147.5991 | 759 | 62 | 8 | 3147 | 4.5 | 0.3 | 23 | 12.9032 | 6.9689
S38E145_RES_1637 | West | -37.787 | 145.8796 | 707 | 42 | 8 | 2088 | 4.2 | 0.4 | 20 | 19.0476 | 6.9689
S38E145_RES_3195 | West | -37.5194 | 145.3714 | 510 | 56 | 8 | 2349 | 4.1 | 0.4 | 22 | 14.2857 | 6.9689
S38E145_RES_408 | West | -37.9024 | 145.8038 | 682 | 53 | 8 | 2507 | 4.6 | 0.4 | 18 | 15.0943 | 6.9689
S38E145_RES_4364 | West | -37.4515 | 145.9028 | 1079 | 64 | 8 | 748 | 1.5 | 0.1 | 58 | 12.5 | 6.9689
S38E145_RES_4525 | West | -37.4418 | 145.5386 | 769 | 38 | 8 | 1057 | 2.5 | 0.3 | 27 | 21.0526 | 6.9689
S38E145_RES_886 | West | -37.8351 | 145.7663 | 543 | 46 | 8 | 1014 | 1.9 | 0.2 | 46 | 17.3913 | 6.9689
S38E145_RES_5205 | West | -37.411 | 145.929 | 1131 | 34 | 8 | 1528 | 4.3 | 0.6 | 13 | 23.5294 | 6.9689
S38E145_RES_5649 | West | -37.385 | 145.1485 | 669 | 65 | 8 | 2585 | 4.6 | 0.4 | 20 | 12.3077 | 6.9689
S38E145_RES_5587 | West | -37.3892 | 145.1626 | 729 | 38 | 8 | 3018 | 7 | 0.8 | 10 | 21.0526 | 6.9689
S38E145_RES_6833 | West | -37.2868 | 145.5938 | 710 | 45 | 8 | 2697 | 4.9 | 0.4 | 17 | 17.7778 | 6.9689
S38E145_RES_7778 | West | -37.129 | 145.1834 | 584 | 41 | 8 | 4023 | 9 | 1 | 8 | 19.5122 | 6.9689
S38E145_RES_7912 | West | -37.1192 | 145.1435 | 461 | 42 | 8 | 2055 | 5.1 | 0.6 | 13 | 19.0476 | 6.9689
S38E146_RES_1035 | Central | -37.8655 | 146.162 | 609 | 38 | 8 | 2964 | 8.1 | 1.1 | 8 | 21.0526 | 6.9689
S38E146_RES_2998 | Central | -37.784 | 146.3097 | 1028 | 44 | 8 | 600 | 1.3 | 0.1 | 55 | 18.1818 | 6.9689
S38E146_RES_3711 | Central | -37.7628 | 146.5405 | 1011 | 61 | 8 | 2187 | 3.4 | 0.3 | 28 | 13.1148 | 6.9689
S38E146_RES_5040 | Central | -37.6605 | 146.5309 | 1171 | 53 | 8 | 1149 | 2.9 | 0.4 | 22 | 15.0943 | 6.9689
S38E147_RES_5671 | Central | -37.2939 | 147.4836 | 1091 | 56 | 8 | 686 | 2.1 | 0.3 | 25 | 14.2857 | 6.9689
S38E148_RES_1455 | East | -37.3392 | 148.6332 | 649 | 53 | 8 | 396 | 1.1 | 0.1 | 55 | 15.0943 | 6.9689
S38E148_RES_2115 | East | -37.3064 | 148.8614 | 1010 | 48 | 8 | 1534 | 3 | 0.3 | 25 | 16.6667 | 6.9689
S38E148_RES_466 | East | -37.4318 | 148.7402 | 541 | 52 | 8 | 1169 | 2.6 | 0.3 | 29 | 15.3846 | 6.9689
S38E148_RES_899 | East | -37.3814 | 148.1172 | 520 | 42 | 8 | 624 | 2.1 | 0.4 | 22 | 19.0476 | 6.9689
S38E148_RES_2841 | East | -37.27 | 148.9236 | 989 | 58 | 8 | 1206 | 3 | 0.4 | 23 | 13.7931 | 6.9689
S38E148_RES_3007 | East | -37.2608 | 148.3014 | 730 | 35 | 8 | 3514 | 9.7 | 1.3 | 6 | 22.8571 | 6.9689
S38E148_RES_5197 | East | -37.1228 | 148.0758 | 1169 | 63 | 8 | 2463 | 5.2 | 0.5 | 14 | 12.6984 | 6.9689
S38E148_RES_5485 | East | -37.1067 | 148.2434 | 900 | 56 | 8 | 1263 | 2.2 | 0.2 | 39 | 14.2857 | 6.9689
S38E148_RES_5651 | East | -37.0997 | 148.2606 | 900 | 35 | 8 | 3460 | 9.5 | 1.3 | 6 | 22.8571 | 6.9689
S39E146_RES_172 | Central | -38.4736 | 146.4358 | 430 | 40 | 8 | 2374 | 4.4 | 0.4 | 20 | 20 | 6.9689
S37E145_RES_958 | West | -36.7625 | 145.8167 | 590 | 24 | 7 | 2962 | 9.3 | 1.5 | 5 | 29.1667 | 6.0978
S37E145_RES_1164 | West | -36.7208 | 145.9261 | 550 | 47 | 7 | 1654 | 3.3 | 0.3 | 22 | 14.8936 | 6.0978
S37E146_RES_1448 | Central | -36.8874 | 146.2547 | 911 | 42 | 7 | 2253 | 4.7 | 0.5 | 15 | 16.6667 | 6.0978
S37E146_RES_1459 | Central | -36.8861 | 146.2624 | 929 | 25 | 7 | 2786 | 8.8 | 1.4 | 5 | 28 | 6.0978
S37E146_RES_1758 | Central | -36.8583 | 146.1894 | 770 | 38 | 7 | 1697 | 4.2 | 0.5 | 14 | 18.4211 | 6.0978
S37E146_RES_2688 | Central | -36.7768 | 146.3583 | 759 | 32 | 7 | 3481 | 8.3 | 1 | 7 | 21.875 | 6.0978
S37E147_RES_258 | Central | -36.9827 | 147.9272 | 1101 | 43 | 7 | 935 | 2.1 | 0.2 | 27 | 16.2791 | 6.0978
S37E147_RES_11191 | Central | -36.2489 | 147.2 | 671 | 33 | 7 | 3002 | 7 | 0.8 | 8 | 21.2121 | 6.0978
S38E143_RES_262 | West | -37.2628 | 143.2264 | 760 | 37 | 7 | 2599 | 5 | 0.5 | 14 | 18.9189 | 6.0978
S38E145_RES_1304 | West | -37.8122 | 145.8424 | 781 | 41 | 7 | 1415 | 2.3 | 0.2 | 41 | 17.0732 | 6.0978
S38E145_RES_1374 | West | -37.8085 | 145.7418 | 557 | 34 | 7 | 1552 | 4.2 | 0.6 | 12 | 20.5882 | 6.0978
S38E145_RES_1436 | West | -37.8033 | 145.8201 | 789 | 56 | 7 | 1953 | 3.1 | 0.2 | 29 | 12.5 | 6.0978
S38E145_RES_187 | West | -37.9214 | 145.6364 | 430 | 28 | 7 | 2062 | 5 | 0.6 | 11 | 25 | 6.0978
S38E145_RES_2894 | West | -37.546 | 145.7762 | 833 | 45 | 7 | 822 | 1.8 | 0.2 | 37 | 15.5556 | 6.0978
S38E145_RES_3395 | West | -37.5061 | 145.5966 | 731 | 38 | 7 | 519 | 1.6 | 0.2 | 31 | 18.4211 | 6.0978
S38E145_RES_3584 | West | -37.4929 | 145.4996 | 709 | 40 | 7 | 2281 | 4.2 | 0.4 | 17 | 17.5 | 6.0978
S38E145_RES_3595 | West | -37.4925 | 145.2649 | 489 | 66 | 7 | 2312 | 3.6 | 0.3 | 26 | 10.6061 | 6.0978
S38E145_RES_4319 | West | -37.4536 | 145.8317 | 1220 | 26 | 7 | 2096 | 7 | 1.2 | 6 | 26.9231 | 6.0978
S38E145_RES_4425 | West | -37.4484 | 145.6395 | 813 | 37 | 7 | 2152 | 4.6 | 0.5 | 13 | 18.9189 | 6.0978
S38E145_RES_816 | West | -37.8394 | 145.7905 | 631 | 45 | 7 | 939 | 2.3 | 0.3 | 26 | 15.5556 | 6.0978
S38E145_RES_5136 | West | -37.4139 | 145.8201 | 1099 | 28 | 7 | 1855 | 5.3 | 0.8 | 9 | 25 | 6.0978
S38E145_RES_5360 | West | -37.4036 | 145.8387 | 1093 | 31 | 7 | 1410 | 4.3 | 0.7 | 10 | 22.5806 | 6.0978
S38E145_RES_5501 | West | -37.395 | 145.6247 | 770 | 43 | 7 | 1379 | 3 | 0.3 | 22 | 16.2791 | 6.0978
S38E145_RES_5608 | West | -37.3882 | 145.145 | 661 | 27 | 7 | 2461 | 7.6 | 1.2 | 6 | 25.9259 | 6.0978
S38E145_RES_5846 | West | -37.3753 | 145.8153 | 1120 | 47 | 7 | 2839 | 4.5 | 0.4 | 19 | 14.8936 | 6.0978
S38E145_RES_6376 | West | -37.3378 | 145.6001 | 719 | 66 | 7 | 2090 | 3.6 | 0.3 | 23 | 10.6061 | 6.0978
S38E145_RES_6595 | West | -37.3186 | 145.2002 | 561 | 40 | 7 | 3353 | 6.6 | 0.6 | 10 | 17.5 | 6.0978
S38E145_RES_7525 | West | -37.1511 | 145.1367 | 500 | 42 | 7 | 1776 | 4.5 | 0.6 | 12 | 16.6667 | 6.0978
S38E145_RES_7696 | West | -37.1358 | 145.1625 | 560 | 60 | 7 | 2624 | 3.9 | 0.3 | 25 | 11.6667 | 6.0978
S38E145_RES_7767 | West | -37.1294 | 145.1603 | 560 | 49 | 7 | 2235 | 4.4 | 0.4 | 16 | 14.2857 | 6.0978
S38E145_RES_7931 | West | -37.1175 | 145.184 | 591 | 20 | 7 | 2550 | 9.7 | 1.8 | 4 | 35 | 6.0978
S38E145_RES_8039 | West | -37.1114 | 145.4485 | 579 | 31 | 7 | 2185 | 6.3 | 0.9 | 7 | 22.5806 | 6.0978
S38E145_RES_8201 | West | -37.1044 | 145.165 | 530 | 63 | 7 | 2228 | 3.3 | 0.2 | 30 | 11.1111 | 6.0978
S38E145_RES_8418 | West | -37.0683 | 145.5628 | 610 | 62 | 7 | 3622 | 4.8 | 0.3 | 21 | 11.2903 | 6.0978
S38E146_RES_2629 | Central | -37.7988 | 146.1219 | 979 | 46 | 7 | 1934 | 3.2 | 0.3 | 28 | 15.2174 | 6.0978
S38E146_RES_47 | Central | -37.9567 | 146.5764 | 410 | 41 | 7 | 734 | 2.3 | 0.4 | 18 | 17.0732 | 6.0978
S38E146_RES_786 | Central | -37.8794 | 146.0617 | 520 | 30 | 7 | 3006 | 7.1 | 0.8 | 8 | 23.3333 | 6.0978
S38E146_RES_986 | Central | -37.8678 | 146.0583 | 531 | 49 | 7 | 1902 | 4.3 | 0.5 | 14 | 14.2857 | 6.0978
S38E146_RES_3116 | Central | -37.7803 | 146.1022 | 970 | 50 | 7 | 2299 | 4.4 | 0.4 | 17 | 14 | 6.0978
S38E146_RES_3510 | Central | -37.7701 | 146.1544 | 1049 | 31 | 7 | 2572 | 5.5 | 0.6 | 12 | 22.5806 | 6.0978
S38E146_RES_3547 | Central | -37.769 | 146.5841 | 611 | 36 | 7 | 371 | 1.1 | 0.2 | 42 | 19.4444 | 6.0978
S38E146_RES_3559 | Central | -37.7685 | 146.1574 | 1041 | 39 | 7 | 2686 | 5.6 | 0.6 | 11 | 17.9487 | 6.0978
S38E146_RES_4060 | Central | -37.7465 | 146.1933 | 1068 | 48 | 7 | 2014 | 3.6 | 0.3 | 22 | 14.5833 | 6.0978
S38E146_RES_11276 | Central | -37.1786 | 146.2644 | 740 | 39 | 7 | 1071 | 3.4 | 0.5 | 12 | 17.9487 | 6.0978
S38E146_RES_5689 | Central | -37.6209 | 146.1336 | 1149 | 61 | 7 | 1756 | 2.4 | 0.2 | 44 | 11.4754 | 6.0978
S38E147_RES_6 | Central | -37.68 | 147.5158 | 400 | 27 | 7 | 2563 | 7.9 | 1.2 | 6 | 25.9259 | 6.0978
S38E147_RES_3295 | Central | -37.3635 | 147.5371 | 1077 | 43 | 7 | 674 | 2.1 | 0.3 | 21 | 16.2791 | 6.0978
S38E147_RES_10118 | Central | -37.1492 | 147.9291 | 1258 | 68 | 7 | 1640 | 3.1 | 0.3 | 25 | 10.2941 | 6.0978
S38E147_RES_10132 | Central | -37.1489 | 147.6567 | 760 | 27 | 7 | 3973 | 11.7 | 1.7 | 4 | 25.9259 | 6.0978
S38E147_RES_10238 | Central | -37.1453 | 147.1633 | 1480 | 47 | 7 | 2971 | 5.9 | 0.6 | 12 | 14.8936 | 6.0978
S38E147_RES_10376 | Central | -37.1412 | 147.6579 | 759 | 23 | 7 | 2624 | 8.4 | 1.3 | 5 | 30.4348 | 6.0978
S38E147_RES_10504 | Central | -37.1372 | 147.925 | 1280 | 49 | 7 | 2562 | 4.4 | 0.4 | 20 | 14.2857 | 6.0978
S38E147_RES_11337 | Central | -37.1067 | 147.3303 | 1200 | 30 | 7 | 2984 | 7.2 | 0.9 | 9 | 23.3333 | 6.0978
S38E147_RES_11398 | Central | -37.1044 | 147.3299 | 1199 | 49 | 7 | 3337 | 5.7 | 0.5 | 16 | 14.2857 | 6.0978
S38E147_RES_11764 | Central | -37.0906 | 147.2994 | 1240 | 53 | 7 | 439 | 1.2 | 0.2 | 45 | 13.2075 | 6.0978
S38E147_RES_12308 | Central | -37.0584 | 147.3104 | 1321 | 46 | 7 | 3374 | 6.6 | 0.6 | 12 | 15.2174 | 6.0978
S38E147_RES_12543 | Central | -37.0442 | 147.3176 | 1291 | 52 | 7 | 1163 | 1.9 | 0.2 | 47 | 13.4615 | 6.0978
S38E147_RES_12636 | Central | -37.0386 | 147.2814 | 1360 | 51 | 7 | 384 | 1.1 | 0.2 | 46 | 13.7255 | 6.0978
S38E147_RES_12723 | Central | -37.0353 | 147.2683 | 1409 | 45 | 7 | 508 | 0.9 | 0.1 | 80 | 15.5556 | 6.0978
S38E147_RES_6125 | Central | -37.2777 | 147.1917 | 1189 | 56 | 7 | 860 | 1.7 | 0.2 | 40 | 12.5 | 6.0978
S38E147_RES_8207 | Central | -37.2112 | 147.9354 | 1180 | 42 | 7 | 1052 | 2.2 | 0.2 | 30 | 16.6667 | 6.0978
S38E148_RES_1643 | East | -37.3299 | 148.1044 | 719 | 49 | 7 | 1837 | 2.9 | 0.2 | 30 | 14.2857 | 6.0978
S38E148_RES_2741 | East | -37.2756 | 148.2064 | 640 | 51 | 7 | 903 | 2.4 | 0.3 | 23 | 13.7255 | 6.0978
S38E148_RES_2886 | East | -37.2677 | 148.0867 | 809 | 72 | 7 | 1243 | 1.4 | 0.1 | 86 | 9.7222 | 6.0978
S38E148_RES_3156 | East | -37.2503 | 148.2989 | 730 | 33 | 7 | 2178 | 6.2 | 0.9 | 7 | 21.2121 | 6.0978
S38E148_RES_3566 | East | -37.2236 | 148.0406 | 950 | 34 | 7 | 674 | 2 | 0.3 | 23 | 20.5882 | 6.0978
S38E148_RES_3969 | East | -37.1996 | 148.1865 | 809 | 48 | 7 | 1170 | 3.6 | 0.5 | 13 | 14.5833 | 6.0978
S38E148_RES_5026 | East | -37.1323 | 148.089 | 1021 | 35 | 7 | 1207 | 3.5 | 0.5 | 13 | 20 | 6.0978
S38E148_RES_5714 | East | -37.0978 | 148.0606 | 1230 | 37 | 7 | 1337 | 2.3 | 0.2 | 37 | 18.9189 | 6.0978
S38E148_RES_5799 | East | -37.0949 | 148.2224 | 999 | 50 | 7 | 1814 | 2.8 | 0.2 | 31 | 14 | 6.0978
S38E148_RES_6557 | East | -37.0189 | 148.2989 | 910 | 38 | 7 | 2872 | 4.7 | 0.4 | 17 | 18.4211 | 6.0978
S38E148_RES_6678 | East | -37.0092 | 148.2158 | 1060 | 37 | 7 | 1015 | 3.6 | 0.6 | 11 | 18.9189 | 6.0978
S38E149_RES_435 | East | -37.3072 | 149.0295 | 721 | 35 | 7 | 489 | 1.5 | 0.2 | 32 | 20 | 6.0978
S38E149_RES_825 | East | -37.2472 | 149.2025 | 570 | 36 | 7 | 1033 | 3 | 0.4 | 16 | 19.4444 | 6.0978
S39E143_RES_295 | West | -38.6661 | 143.4009 | 469 | 37 | 7 | 2587 | 4.9 | 0.5 | 15 | 18.9189 | 6.0978
S39E143_RES_419 | West | -38.64 | 143.5815 | 529 | 24 | 7 | 2775 | 8 | 1.2 | 6 | 29.1667 | 6.0978
S39E143_RES_421 | West | -38.6399 | 143.5206 | 499 | 43 | 7 | 3001 | 5.7 | 0.5 | 14 | 16.2791 | 6.0978
S39E143_RES_593 | West | -38.6213 | 143.5281 | 451 | 53 | 7 | 2904 | 3.5 | 0.2 | 34 | 13.2075 | 6.0978
S39E145_RES_17 | West | -38.3098 | 145.9723 | 429 | 36 | 7 | 2262 | 4.6 | 0.5 | 14 | 19.4444 | 6.0978
S39E146_RES_633 | Central | -38.395 | 146.4786 | 580 | 36 | 7 | 2177 | 4 | 0.4 | 18 | 19.4444 | 6.0978
S39E146_RES_996 | Central | -38.2601 | 146.0529 | 421 | 38 | 7 | 1225 | 2.8 | 0.3 | 21 | 18.4211 | 6.0978
S37E145_RES_228 | West | -36.9125 | 145.9008 | 860 | 34 | 6 | 1325 | 3.1 | 0.4 | 15 | 17.6471 | 5.2267
S37E145_RES_432 | West | -36.8849 | 145.9165 | 791 | 30 | 6 | 3728 | 8.5 | 1 | 6 | 20 | 5.2267
S37E145_RES_447 | West | -36.8819 | 145.9078 | 780 | 32 | 6 | 3189 | 7.1 | 0.8 | 7 | 18.75 | 5.2267
S37E145_RES_961 | West | -36.7622 | 145.8161 | 590 | 22 | 6 | 2375 | 7 | 1 | 5 | 27.2727 | 5.2267
S37E145_RES_1055 | West | -36.7422 | 145.8172 | 570 | 29 | 6 | 2262 | 4.9 | 0.5 | 11 | 20.6897 | 5.2267
S37E146_RES_1170 | Central | -36.912 | 146.1954 | 739 | 33 | 6 | 2508 | 5.4 | 0.6 | 10 | 18.1818 | 5.2267
S37E146_RES_1377 | Central | -36.8971 | 146.246 | 927 | 48 | 6 | 1382 | 3.1 | 0.3 | 18 | 12.5 | 5.2267
S37E146_RES_1454 | Central | -36.8865 | 146.2614 | 929 | 23 | 6 | 2984 | 8.4 | 1.2 | 5 | 26.087 | 5.2267
S37E146_RES_931 | Central | -36.9368 | 146.3099 | 868 | 42 | 6 | 508 | 1.5 | 0.2 | 26 | 14.2857 | 5.2267
S37E146_RES_2373 | Central | -36.8031 | 146.3683 | 790 | 53 | 6 | 3822 | 5.1 | 0.3 | 17 | 11.3208 | 5.2267
S37E146_RES_2460 | Central | -36.7938 | 146.1765 | 779 | 19 | 6 | 2975 | 10.6 | 1.9 | 3 | 31.5789 | 5.2267
S37E146_RES_2616 | Central | -36.7822 | 146.1836 | 710 | 32 | 6 | 1741 | 5.1 | 0.7 | 8 | 18.75 | 5.2267
S37E146_RES_2901 | Central | -36.754 | 146.2056 | 609 | 33 | 6 | 2788 | 7.2 | 0.9 | 6 | 18.1818 | 5.2267
S37E146_RES_3859 | Central | -36.4266 | 146.7548 | 791 | 30 | 6 | 1159 | 3.6 | 0.6 | 11 | 20 | 5.2267
S37E146_RES_3825 | Central | -36.4294 | 146.7616 | 781 | 26 | 6 | 2230 | 6.2 | 0.9 | 6 | 23.0769 | 5.2267
S37E146_RES_3987 | Central | -36.4169 | 146.7381 | 830 | 27 | 6 | 2578 | 7.3 | 1 | 6 | 22.2222 | 5.2267
S37E146_RES_4176 | Central | -36.4071 | 146.8089 | 719 | 28 | 6 | 1527 | 4.4 | 0.6 | 9 | 21.4286 | 5.2267
S37E146_RES_4483 | Central | -36.37 | 146.9566 | 711 | 34 | 6 | 949 | 1.8 | 0.2 | 33 | 17.6471 | 5.2267
S37E146_RES_4651 | Central | -36.3372 | 146.9653 | 730 | 42 | 6 | 1987 | 3.3 | 0.3 | 21 | 14.2857 | 5.2267
S37E147_RES_2225 | Central | -36.7961 | 147.9936 | 1390 | 28 | 6 | 247 | 0.9 | 0.1 | 38 | 21.4286 | 5.2267
S37E147_RES_800 | Central | -36.9104 | 147.5074 | 1291 | 34 | 6 | 1065 | 2.8 | 0.4 | 15 | 17.6471 | 5.2267
S37E147_RES_10671 | Central | -36.2814 | 147.4903 | 880 | 54 | 6 | 1759 | 2.9 | 0.2 | 26 | 11.1111 | 5.2267
S37E147_RES_11215 | Central | -36.2467 | 147.1924 | 679 | 23 | 6 | 2417 | 5.9 | 0.7 | 8 | 26.087 | 5.2267
S37E147_RES_11829 | Central | -36.1439 | 147.2089 | 660 | 42 | 6 | 3157 | 5.4 | 0.5 | 13 | 14.2857 | 5.2267
S37E147_RES_12229 | Central | -36.1165 | 147.5122 | 681 | 49 | 6 | 2688 | 5.2 | 0.5 | 12 | 12.2449 | 5.2267
S37E148_RES_2917 | East | -36.6221 | 148.0275 | 1249 | 54 | 6 | 917 | 2.6 | 0.4 | 17 | 11.1111 | 5.2267
S37E148_RES_3047 | East | -36.6184 | 148.0204 | 1291 | 23 | 6 | 2708 | 8.1 | 1.2 | 5 | 26.087 | 5.2267
S38E143_RES_207 | West | -37.2701 | 143.2137 | 719 | 38 | 6 | 1250 | 3.1 | 0.4 | 14 | 15.7895 | 5.2267
S38E145_RES_1222 | West | -37.8165 | 145.8851 | 830 | 25 | 6 | 1223 | 3.4 | 0.5 | 12 | 24 | 5.2267
S38E145_RES_1223 | West | -37.8164 | 145.9209 | 819 | 36 | 6 | 445 | 1.2 | 0.2 | 33 | 16.6667 | 5.2267
S38E145_RES_1128 | West | -37.8219 | 145.806 | 761 | 26 | 6 | 1685 | 4.1 | 0.5 | 12 | 23.0769 | 5.2267
S38E145_RES_1417 | West | -37.806 | 145.9319 | 761 | 37 | 6 | 1335 | 2.6 | 0.3 | 23 | 16.2162 | 5.2267
S38E145_RES_1575 | West | -37.7932 | 145.7976 | 668 | 38 | 6 | 1328 | 3.3 | 0.4 | 15 | 15.7895 | 5.2267
S38E145_RES_2649 | West | -37.5597 | 145.491 | 469 | 36 | 6 | 2097 | 4.6 | 0.5 | 12 | 16.6667 | 5.2267
S38E145_RES_2804 | West | -37.5511 | 145.5042 | 510 | 28 | 6 | 1582 | 4.7 | 0.7 | 9 | 21.4286 | 5.2267
S38E145_RES_273 | West | -37.9141 | 145.7276 | 449 | 36 | 6 | 2000 | 4.5 | 0.5 | 13 | 16.6667 | 5.2267
S38E145_RES_2777 | West | -37.5528 | 145.5429 | 841 | 39 | 6 | 1515 | 2.1 | 0.1 | 41 | 15.3846 | 5.2267
S38E145_RES_332 | West | -37.9078 | 145.7581 | 699 | 33 | 6 | 1032 | 3.4 | 0.6 | 11 | 18.1818 | 5.2267
S38E145_RES_763 | West | -37.8447 | 145.7991 | 651 | 45 | 6 | 1155 | 2.2 | 0.2 | 29 | 13.3333 | 5.2267
S38E145_RES_620 | West | -37.8753 | 145.6531 | 470 | 44 | 6 | 1920 | 3.6 | 0.3 | 18 | 13.6364 | 5.2267
S38E145_RES_5257 | West | -37.4083 | 145.6131 | 750 | 39 | 6 | 1107 | 2.8 | 0.4 | 17 | 15.3846 | 5.2267
S38E145_RES_5374 | West | -37.4029 | 145.1176 | 629 | 32 | 6 | 1484 | 3.2 | 0.3 | 17 | 18.75 | 5.2267
S38E145_RES_5492 | West | -37.3958 | 145.8351 | 1101 | 24 | 6 | 1991 | 6.3 | 1 | 6 | 25 | 5.2267
S38E145_RES_5521 | West | -37.3936 | 145.155 | 700 | 30 | 6 | 2368 | 5.4 | 0.6 | 9 | 20 | 5.2267
S38E145_RES_5680 | West | -37.3838 | 145.616 | 738 | 38 | 6 | 2159 | 4.6 | 0.5 | 13 | 15.7895 | 5.2267
S38E145_RES_5713 | West | -37.3819 | 145.8494 | 890 | 22 | 6 | 2423 | 6.8 | 0.9 | 6 | 27.2727 | 5.2267
S38E145_RES_5704 | West | -37.3828 | 145.8111 | 1090 | 27 | 6 | 1793 | 4.6 | 0.6 | 10 | 22.2222 | 5.2267
S38E145_RES_5809 | West | -37.3764 | 145.8064 | 1030 | 39 | 6 | 730 | 1.8 | 0.2 | 26 | 15.3846 | 5.2267
S38E145_RES_6082 | West | -37.3601 | 145.6006 | 738 | 34 | 6 | 1206 | 2.8 | 0.3 | 20 | 17.6471 | 5.2267
S38E145_RES_6121 | West | -37.3578 | 145.3103 | 550 | 19 | 6 | 2387 | 7.4 | 1.2 | 5 | 31.5789 | 5.2267
S38E145_RES_6358 | West | -37.3388 | 145.6149 | 750 | 16 | 6 | 2190 | 9.2 | 1.9 | 3 | 37.5 | 5.2267
S38E145_RES_6561 | West | -37.3214 | 145.1986 | 560 | 25 | 6 | 2870 | 8.1 | 1.1 | 5 | 24 | 5.2267
S38E145_RES_7562 | West | -37.1474 | 145.1369 | 489 | 33 | 6 | 1857 | 4.6 | 0.6 | 11 | 18.1818 | 5.2267
S38E145_RES_7606 | West | -37.1443 | 145.1732 | 621 | 38 | 6 | 1980 | 5 | 0.6 | 9 | 15.7895 | 5.2267
S38E145_RES_7749 | West | -37.1311 | 145.1825 | 590 | 30 | 6 | 2971 | 6.9 | 0.8 | 7 | 20 | 5.2267
S38E145_RES_7816 | West | -37.1256 | 145.1588 | 551 | 34 | 6 | 2550 | 5 | 0.5 | 12 | 17.6471 | 5.2267
S38E145_RES_8260 | West | -37.1011 | 145.39 | 560 | 31 | 6 | 2130 | 4.4 | 0.4 | 13 | 19.3548 | 5.2267
S38E145_RES_8313 | West | -37.096 | 145.5496 | 570 | 32 | 6 | 1746 | 4.4 | 0.5 | 11 | 18.75 | 5.2267
S38E145_RES_8371 | West | -37.0872 | 145.5692 | 600 | 30 | 6 | 3033 | 6.7 | 0.7 | 8 | 20 | 5.2267
S38E145_RES_8452 | West | -37.0483 | 145.41 | 580 | 32 | 6 | 1919 | 5 | 0.6 | 9 | 18.75 | 5.2267
S38E146_RES_1186 | Central | -37.8572 | 146.1739 | 650 | 23 | 6 | 2047 | 7.2 | 1.3 | 5 | 26.087 | 5.2267
S38E146_RES_1628 | Central | -37.8369 | 146.3528 | 941 | 30 | 6 | 839 | 2.8 | 0.5 | 13 | 20 | 5.2267
S38E146_RES_1667 | Central | -37.8358 | 146.0655 | 752 | 34 | 6 | 1292 | 3.1 | 0.4 | 17 | 17.6471 | 5.2267
S38E146_RES_2306 | Central | -37.8119 | 146.1417 | 1021 | 27 | 6 | 2237 | 5 | 0.6 | 10 | 22.2222 | 5.2267
S38E146_RES_4800 | Central | -37.6842 | 146.1497 | 1100 | 23 | 6 | 3361 | 8.9 | 1.2 | 5 | 26.087 | 5.2267
S38E146_RES_11674 | Central | -37.1347 | 146.3461 | 1020 | 34 | 6 | 1807 | 3.9 | 0.4 | 13 | 17.6471 | 5.2267
S38E147_RES_2797 | Central | -37.3788 | 147.5283 | 1151 | 28 | 6 | 755 | 2.3 | 0.3 | 16 | 21.4286 | 5.2267
S38E147_RES_10066 | Central | -37.1503 | 147.1956 | 1440 | 41 | 6 | 2017 | 3.7 | 0.3 | 18 | 14.6341 | 5.2267
S38E147_RES_10114 | Central | -37.1493 | 147.9106 | 1338 | 40 | 6 | 2686 | 4.3 | 0.3 | 18 | 15 | 5.2267
S38E147_RES_10925 | Central | -37.1217 | 147.7008 | 1160 | 32 | 6 | 2358 | 5 | 0.5 | 11 | 18.75 | 5.2267
S38E147_RES_10998 | Central | -37.1187 | 147.9193 | 1259 | 47 | 6 | 1244 | 3.1 | 0.4 | 16 | 12.766 | 5.2267
S38E147_RES_11230 | Central | -37.1106 | 147.9208 | 1230 | 29 | 6 | 1399 | 3.9 | 0.5 | 11 | 20.6897 | 5.2267
S38E147_RES_12503 | Central | -37.046 | 147.3214 | 1292 | 36 | 6 | 2594 | 4.3 | 0.4 | 16 | 16.6667 | 5.2267
S38E147_RES_13039 | Central | -37.0229 | 147.2822 | 1409 | 25 | 6 | 2477 | 6.9 | 1 | 6 | 24 | 5.2267
S38E147_RES_13390 | Central | -37.0101 | 147.9458 | 1141 | 36 | 6 | 458 | 1.5 | 0.3 | 25 | 16.6667 | 5.2267
S38E147_RES_6330 | Central | -37.2711 | 147.9706 | 1110 | 40 | 6 | 1281 | 2.5 | 0.2 | 27 | 15 | 5.2267
S38E147_RES_7118 | Central | -37.2469 | 147.9642 | 970 | 34 | 6 | 891 | 1.6 | 0.2 | 41 | 17.6471 | 5.2267
S38E147_RES_7227 | Central | -37.2422 | 147.1975 | 1280 | 36 | 6 | 2679 | 4.5 | 0.4 | 15 | 16.6667 | 5.2267
S38E147_RES_7420 | Central | -37.2346 | 147.919 | 1101 | 34 | 6 | 1157 | 3.6 | 0.6 | 11 | 17.6471 | 5.2267
S38E147_RES_7815 | Central | -37.2222 | 147.8687 | 879 | 32 | 6 | 718 | 2.2 | 0.3 | 19 | 18.75 | 5.2267
S38E147_RES_9247 | Central | -37.1806 | 147.3433 | 1180 | 33 | 6 | 972 | 2.6 | 0.3 | 17 | 18.1818 | 5.2267
S38E147_RES_9385 | Central | -37.1761 | 147.904 | 1352 | 43 | 6 | 1980 | 3.8 | 0.4 | 18 | 13.9535 | 5.2267
S38E147_RES_9567 | Central | -37.1692 | 147.9186 | 1260 | 43 | 6 | 1925 | 3.8 | 0.4 | 15 | 13.9535 | 5.2267
S38E147_RES_9709 | Central | -37.1628 | 147.9903 | 1200 | 42 | 6 | 2482 | 3.7 | 0.3 | 20 | 14.2857 | 5.2267
S38E148_RES_1069 | East | -37.3675 | 148.2858 | 631 | 37 | 6 | 1385 | 3.5 | 0.5 | 12 | 16.2162 | 5.2267
S38E148_RES_17 | East | -37.5734 | 148.7108 | 501 | 34 | 6 | 1385 | 3 | 0.3 | 19 | 17.6471 | 5.2267
S38E148_RES_1851 | East | -37.3195 | 148.6483 | 771 | 36 | 6 | 2283 | 5.1 | 0.6 | 11 | 16.6667 | 5.2267
S38E148_RES_2003 | East | -37.3119 | 148.875 | 1030 | 37 | 6 | 1614 | 3.1 | 0.3 | 19 | 16.2162 | 5.2267
S38E148_RES_407 | East | -37.4374 | 148.1242 | 459 | 42 | 6 | 1187 | 1.8 | 0.1 | 40 | 14.2857 | 5.2267
S38E148_RES_795 | East | -37.3898 | 148.2518 | 619 | 33 | 6 | 933 | 3.5 | 0.6 | 9 | 18.1818 | 5.2267
S38E148_RES_83 | East | -37.5544 | 148.7119 | 610 | 32 | 6 | 804 | 2.5 | 0.4 | 16 | 18.75 | 5.2267
S38E148_RES_3626 | East | -37.2196 | 148.023 | 1058 | 44 | 6 | 1968 | 3.4 | 0.3 | 21 | 13.6364 | 5.2267
S38E148_RES_3863 | East | -37.2053 | 148.0611 | 800 | 39 | 6 | 959 | 2.2 | 0.2 | 24 | 15.3846 | 5.2267
S38E148_RES_4016 | East | -37.1978 | 148.1756 | 760 | 37 | 6 | 662 | 1.6 | 0.2 | 28 | 16.2162 | 5.2267
S38E148_RES_4125 | East | -37.1923 | 148.2943 | 751 | 38 | 6 | 2382 | 5 | 0.5 | 11 | 15.7895 | 5.2267
S38E148_RES_4301 | East | -37.1822 | 148.2658 | 810 | 33 | 6 | 1516 | 4.6 | 0.7 | 8 | 18.1818 | 5.2267
S38E148_RES_4419 | East | -37.1752 | 148.2691 | 809 | 38 | 6 | 2036 | 4.9 | 0.6 | 10 | 15.7895 | 5.2267
S38E148_RES_5652 | East | -37.0996 | 148.2141 | 999 | 33 | 6 | 1052 | 3.3 | 0.5 | 11 | 18.1818 | 5.2267
S38E148_RES_5695 | East | -37.0985 | 148.2513 | 909 | 38 | 6 | 3083 | 5.9 | 0.6 | 11 | 15.7895 | 5.2267
S38E148_RES_5874 | East | -37.0895 | 148.2506 | 929 | 22 | 6 | 2823 | 8.4 | 1.3 | 4 | 27.2727 | 5.2267
S38E148_RES_5843 | East | -37.0928 | 148.2686 | 900 | 19 | 6 | 2761 | 9.9 | 1.8 | 3 | 31.5789 | 5.2267
S38E148_RES_6095 | East | -37.06 | 148.2972 | 830 | 45 | 6 | 904 | 2.4 | 0.3 | 19 | 13.3333 | 5.2267
S38E148_RES_6471 | East | -37.0242 | 148.2258 | 1040 | 40 | 6 | 1864 | 3.6 | 0.3 | 17 | 15 | 5.2267
S38E148_RES_6437 | East | -37.0267 | 148.4628 | 540 | 41 | 6 | 1312 | 2.6 | 0.2 | 23 | 14.6341 | 5.2267
S38E148_RES_6562 | East | -37.0186 | 148.2215 | 1051 | 33 | 6 | 1901 | 5.6 | 0.8 | 7 | 18.1818 | 5.2267
S38E148_RES_6575 | East | -37.0176 | 148.276 | 889 | 34 | 6 | 2204 | 5.6 | 0.7 | 8 | 17.6471 | 5.2267
S38E148_RES_6592 | East | -37.0158 | 148.2856 | 880 | 30 | 6 | 2353 | 6.3 | 0.9 | 7 | 20 | 5.2267
S38E148_RES_6619 | East | -37.0136 | 148.5172 | 620 | 34 | 6 | 1238 | 3.3 | 0.5 | 13 | 17.6471 | 5.2267
S38E148_RES_6694 | East | -37.0068 | 148.2808 | 891 | 32 | 6 | 2390 | 6.7 | 0.9 | 7 | 18.75 | 5.2267
S38E149_RES_103 | East | -37.4425 | 149.1028 | 540 | 43 | 6 | 563 | 1.4 | 0.2 | 36 | 13.9535 | 5.2267
S38E149_RES_360 | East | -37.3254 | 149.0129 | 699 | 35 | 6 | 748 | 1.7 | 0.2 | 29 | 17.1429 | 5.2267
S38E149_RES_996 | East | -37.2325 | 149.0464 | 900 | 44 | 6 | 1306 | 2.7 | 0.3 | 20 | 13.6364 | 5.2267
S38E149_RES_1500 | East | -37.1931 | 149.0794 | 909 | 38 | 6 | 1368 | 2.7 | 0.3 | 22 | 15.7895 | 5.2267
S38E149_RES_1559 | East | -37.1872 | 149.078 | 919 | 38 | 6 | 1089 | 2.7 | 0.3 | 20 | 15.7895 | 5.2267
S38E149_RES_1634 | East | -37.1819 | 149.1303 | 940 | 42 | 6 | 953 | 2.4 | 0.3 | 22 | 14.2857 | 5.2267
S39E143_RES_324 | West | -38.6612 | 143.4313 | 479 | 34 | 6 | 2501 | 5.3 | 0.6 | 10 | 17.6471 | 5.2267
S39E143_RES_586 | West | -38.6219 | 143.5728 | 461 | 39 | 6 | 2140 | 4.9 | 0.6 | 10 | 15.3846 | 5.2267
S39E146_RES_384 | Central | -38.4182 | 146.5961 | 589 | 41 | 6 | 1157 | 2.1 | 0.2 | 31 | 14.6341 | 5.2267
S37E145_RES_97 | West | -36.9248 | 145.7031 | 641 | 35 | 5 | 3313 | 5.2 | 0.4 | 12 | 14.2857 | 4.3556
S37E145_RES_244 | West | -36.9114 | 145.8908 | 810 | 29 | 5 | 1145 | 3.6 | 0.6 | 8 | 17.2414 | 4.3556
S37E145_RES_287 | West | -36.905 | 145.9312 | 731 | 29 | 5 | 811 | 2.1 | 0.3 | 18 | 17.2414 | 4.3556
S37E145_RES_341 | West | -36.8986 | 145.9412 | 671 | 31 | 5 | 1096 | 2.7 | 0.3 | 14 | 16.129 | 4.3556
S37E145_RES_373 | West | -36.894 | 145.9171 | 792 | 28 | 5 | 2973 | 7.2 | 0.9 | 6 | 17.8571 | 4.3556
S37E145_RES_747 | West | -36.8242 | 145.8983 | 640 | 25 | 5 | 2830 | 6.4 | 0.7 | 7 | 20 | 4.3556
S37E145_RES_750 | West | -36.8233 | 145.6803 | 580 | 21 | 5 | 2701 | 7.9 | 1.1 | 5 | 23.8095 | 4.3556
S37E145_RES_766 | West | -36.822 | 145.9066 | 599 | 38 | 5 | 2200 | 4.8 | 0.5 | 9 | 13.1579 | 4.3556
S37E145_RES_1089 | West | -36.7355 | 145.9105 | 539 | 23 | 5 | 2694 | 6.6 | 0.8 | 6 | 21.7391 | 4.3556
S37E145_RES_1117 | West | -36.7317 | 145.7155 | 509 | 20 | 5 | 1500 | 5.5 | 1 | 5 | 25 | 4.3556
S37E146_RES_1350 | Central | -36.8986 | 146.2653 | 920 | 36 | 5 | 2558 | 4.3 | 0.4 | 14 | 13.8889 | 4.3556
S37E146_RES_1675 | Central | -36.8673 | 146.3168 | 788 | 31 | 5 | 960 | 1.7 | 0.1 | 33 | 16.129 | 4.3556
S37E146_RES_1856 | Central | -36.8442 | 146.3247 | 790 | 31 | 5 | 1623 | 3.8 | 0.4 | 11 | 16.129 | 4.3556
S37E146_RES_1880 | Central | -36.8427 | 146.1781 | 759 | 24 | 5 | 2551 | 6.5 | 0.8 | 7 | 20.8333 | 4.3556
S37E146_RES_1881 | Central | -36.8425 | 146.1894 | 739 | 47 | 5 | 1525 | 2.3 | 0.2 | 27 | 10.6383 | 4.3556
S37E146_RES_1903 | Central | -36.8406 | 146.3547 | 771 | 30 | 5 | 2737 | 6.3 | 0.7 | 7 | 16.6667 | 4.3556
S37E146_RES_1998 | Central | -36.8316 | 146.3219 | 799 | 36 | 5 | 2024 | 3.7 | 0.3 | 15 | 13.8889 | 4.3556
S37E146_RES_2170 | Central | -36.8199 | 146.3103 | 783 | 39 | 5 | 985 | 2.7 | 0.4 | 14 | 12.8205 | 4.3556
S37E146_RES_521 | Central | -36.96 | 146.3399 | 829 | 33 | 5 | 1275 | 2.9 | 0.3 | 16 | 15.1515 | 4.3556
S37E146_RES_623 | Central | -36.9555 | 146.1948 | 759 | 23 | 5 | 2551 | 6.8 | 0.9 | 6 | 21.7391 | 4.3556
S37E146_RES_705 | Central | -36.9509 | 146.2969 | 902 | 29 | 5 | 2304 | 5.3 | 0.6 | 9 | 17.2414 | 4.3556
S37E146_RES_2911 | Central | -36.7522 | 146.2064 | 600 | 25 | 5 | 2596 | 7 | 0.9 | 6 | 20 | 4.3556
S37E146_RES_2828 | Central | -36.7642 | 146.1802 | 651 | 44 | 5 | 2539 | 4.3 | 0.4 | 13 | 11.3636 | 4.3556
S37E146_RES_3678 | Central | -36.4472 | 146.765 | 749 | 56 | 5 | 1821 | 2.9 | 0.2 | 24 | 8.9286 | 4.3556
S37E146_RES_3748 | Central | -36.4362 | 146.7581 | 761 | 28 | 5 | 2528 | 5 | 0.5 | 10 | 17.8571 | 4.3556
S37E146_RES_3945 | Central | -36.4204 | 146.8125 | 772 | 32 | 5 | 1680 | 4.9 | 0.7 | 7 | 15.625 | 4.3556
S37E146_RES_4052 | Central | -36.4133 | 146.7243 | 769 | 27 | 5 | 2053 | 4.4 | 0.5 | 11 | 18.5185 | 4.3556
S37E146_RES_4117 | Central | -36.4102 | 146.6874 | 570 | 26 | 5 | 2890 | 5.9 | 0.6 | 8 | 19.2308 | 4.3556
S37E146_RES_4388 | Central | -36.3901 | 146.7154 | 710 | 22 | 5 | 1788 | 6 | 1 | 5 | 22.7273 | 4.3556
S37E146_RES_4675 | Central | -36.3333 | 146.7569 | 720 | 39 | 5 | 1867 | 3.2 | 0.3 | 17 | 12.8205 | 4.3556
S37E146_RES_4632 | Central | -36.3419 | 146.9587 | 719 | 34 | 5 | 1920 | 3.8 | 0.4 | 12 | 14.7059 | 4.3556
S37E147_RES_1420 | Central | -36.8522 | 147.9575 | 1240 | 25 | 5 | 2099 | 6.3 | 0.9 | 6 | 20 | 4.3556
S37E147_RES_1794 | Central | -36.8264 | 147.9561 | 1460 | 31 | 5 | 954 | 1.8 | 0.2 | 29 | 16.129 | 4.3556
S37E147_RES_2454 | Central | -36.7844 | 147.789 | 1111 | 35 | 5 | 631 | 1.9 | 0.3 | 19 | 14.2857 | 4.3556
S37E147_RES_470 | Central | -36.9703 | 147.9556 | 1200 | 27 | 5 | 1288 | 3.3 | 0.4 | 12 | 18.5185 | 4.3556
S37E147_RES_388 | Central | -36.9759 | 147.9609 | 1209 | 38 | 5 | 1337 | 2.8 | 0.3 | 19 | 13.1579 | 4.3556
S37E147_RES_10004 | Central | -36.3307 | 147.5521 | 961 | 45 | 5 | 1227 | 2.8 | 0.3 | 16 | 11.1111 | 4.3556
S37E147_RES_10484 | Central | -36.295 | 147.5234 | 791 | 28 | 5 | 743 | 1.8 | 0.2 | 23 | 17.8571 | 4.3556
S37E147_RES_10901 | Central | -36.2681 | 147.5104 | 900 | 29 | 5 | 1952 | 2.8 | 0.2 | 23 | 17.2414 | 4.3556
S37E147_RES_11036 | Central | -36.2597 | 147.4655 | 851 | 40 | 5 | 974 | 2.2 | 0.3 | 19 | 12.5 | 4.3556
S37E147_RES_11107 | Central | -36.2557 | 147.4773 | 909 | 32 | 5 | 2004 | 4.2 | 0.4 | 11 | 15.625 | 4.3556
S37E147_RES_11264 | Central | -36.2431 | 147.4862 | 839 | 29 | 5 | 1333 | 2.9 | 0.3 | 16 | 17.2414 | 4.3556
S37E147_RES_12131 | Central | -36.1196 | 147.5209 | 648 | 35 | 5 | 2384 | 4.6 | 0.4 | 10 | 14.2857 | 4.3556
S37E147_RES_12372 | Central | -36.11 | 147.5204 | 692 | 18 | 5 | 2307 | 7.4 | 1.2 | 4 | 27.7778 | 4.3556
S37E147_RES_12683 | Central | -36.0848 | 147.5109 | 619 | 29 | 5 | 849 | 2.7 | 0.4 | 11 | 17.2414 | 4.3556
S37E147_RES_6887 | Central | -36.5137 | 147.9573 | 1191 | 28 | 5 | 1707 | 3.8 | 0.4 | 13 | 17.8571 | 4.3556
S37E147_RES_7180 | Central | -36.5003 | 147.9817 | 1200 | 25 | 5 | 1285 | 3.3 | 0.4 | 11 | 20 | 4.3556
S37E147_RES_7422 | Central | -36.4905 | 147.8936 | 1201 | 33 | 5 | 1562 | 3.7 | 0.4 | 10 | 15.1515 | 4.3556
S37E148_RES_69 | East | -36.9933 | 148.2635 | 921 | 22 | 5 | 3221 | 8.8 | 1.2 | 4 | 22.7273 | 4.3556
S37E148_RES_223 | East | -36.967 | 148.3718 | 521 | 37 | 5 | 700 | 2.3 | 0.4 | 15 | 13.5135 | 4.3556
S37E148_RES_3165 | East | -36.6141 | 148.0284 | 1289 | 45 | 5 | 1247 | 2.5 | 0.2 | 20 | 11.1111 | 4.3556
S38E143_RES_36 | West | -37.3125 | 143.2669 | 710 | 26 | 5 | 1726 | 4.6 | 0.6 | 8 | 19.2308 | 4.3556
S38E143_RES_59 | West | -37.2944 | 143.2339 | 919 | 25 | 5 | 2475 | 5.3 | 0.6 | 8 | 20 | 4.3556
S38E144_RES_46 | West | -37.3864 | 144.6083 | 880 | 18 | 5 | 2536 | 7.1 | 1 | 5 | 27.7778 | 4.3556
S38E144_RES_92 | West | -37.3801 | 144.6079 | 901 | 17 | 5 | 1460 | 5.7 | 1.1 | 4 | 29.4118 | 4.3556
S38E144_RES_124 | West | -37.3742 | 144.5893 | 901 | 25 | 5 | 1416 | 3.7 | 0.5 | 10 | 20 | 4.3556
S38E145_RES_1213 | West | -37.8169 | 145.8256 | 760 | 26 | 5 | 828 | 1.7 | 0.2 | 29 | 19.2308 | 4.3556
S38E145_RES_1129 | West | -37.8219 | 145.8761 | 800 | 22 | 5 | 1394 | 3 | 0.3 | 15 | 22.7273 | 4.3556
S38E145_RES_1315 | West | -37.8117 | 145.7803 | 640 | 28 | 5 | 1705 | 4 | 0.5 | 11 | 17.8571 | 4.3556
S38E145_RES_1282 | West | -37.8133 | 145.853 | 739 | 25 | 5 | 1903 | 4.5 | 0.5 | 10 | 20 | 4.3556
S38E145_RES_1601 | West | -37.7908 | 145.8987 | 711 | 28 | 5 | 784 | 2.5 | 0.4 | 13 | 17.8571 | 4.3556
S38E145_RES_1682 | West | -37.7842 | 145.8644 | 710 | 37 | 5 | 2274 | 3.9 | 0.3 | 14 | 13.5135 | 4.3556
S38E145_RES_1880 | West | -37.7656 | 145.8939 | 700 | 24 | 5 | 1656 | 4.3 | 0.6 | 8 | 20.8333 | 4.3556
S38E145_RES_2755 | West | -37.5539 | 145.4872 | 480 | 17 | 5 | 2238 | 6.8 | 1 | 5 | 29.4118 | 4.3556
S38E145_RES_2830 | West | -37.5499 | 145.7832 | 871 | 23 | 5 | 1521 | 4.6 | 0.7 | 7 | 21.7391 | 4.3556
S38E145_RES_2848 | West | -37.549 | 145.5872 | 819 | 27 | 5 | 866 | 2.1 | 0.3 | 18 | 18.5185 | 4.3556
S38E145_RES_2880 | West | -37.5469 | 145.7698 | 881 | 30 | 5 | 1367 | 3.7 | 0.5 | 11 | 16.6667 | 4.3556
S38E145_RES_2988 | West | -37.5374 | 145.7769 | 789 | 40 | 5 | 828 | 2 | 0.2 | 23 | 12.5 | 4.3556
S38E145_RES_3006 | West | -37.5344 | 145.8089 | 930 | 30 | 5 | 859 | 2.1 | 0.3 | 20 | 16.6667 | 4.3556
S38E145_RES_3331 | West | -37.5102 | 145.2987 | 578 | 23 | 5 | 2294 | 5.8 | 0.7 | 7 | 21.7391 | 4.3556
S38E145_RES_3388 | West | -37.5064 | 145.5128 | 790 | 25 | 5 | 2212 | 5.2 | 0.6 | 8 | 20 | 4.3556
S38E145_RES_3679 | West | -37.4886 | 145.3108 | 570 | 14 | 5 | 2387 | 9.4 | 1.8 | 3 | 35.7143 | 4.3556
S38E145_RES_3774 | West | -37.4839 | 145.2636 | 530 | 12 | 5 | 1830 | 8.1 | 1.8 | 3 | 41.6667 | 4.3556
S38E145_RES_3959 | West | -37.4737 | 145.5075 | 742 | 23 | 5 | 946 | 2.8 | 0.4 | 13 | 21.7391 | 4.3556
S38E145_RES_4186 | West | -37.4599 | 145.8394 | 1209 | 23 | 5 | 1824 | 4.6 | 0.6 | 9 | 21.7391 | 4.3556
S38E145_RES_427 | West | -37.901 | 145.6606 | 451 | 25 | 5 | 612 | 2 | 0.3 | 16 | 20 | 4.3556
S38E145_RES_4700 | West | -37.4336 | 145.8281 | 1130 | 17 | 5 | 1304 | 5.1 | 1 | 5 | 29.4118 | 4.3556
S38E145_RES_484 | West | -37.8953 | 145.7256 | 710 | 19 | 5 | 1705 | 4.7 | 0.7 | 7 | 26.3158 | 4.3556
S38E145_RES_4821 | West | -37.4276 | 145.8057 | 1187 | 32 | 5 | 1837 | 3.2 | 0.3 | 19 | 15.625 | 4.3556
S38E145_RES_724 | West | -37.8489 | 145.8636 | 619 | 32 | 5 | 853 | 2.3 | 0.3 | 15 | 15.625 | 4.3556
S38E145_RES_981 | West | -37.8308 | 145.8788 | 741 | 25 | 5 | 1019 | 2.7 | 0.4 | 13 | 20 | 4.3556
S38E145_RES_5153 | West | -37.4133 | 145.1303 | 700 | 41 | 5 | 2083 | 3.5 | 0.3 | 17 | 12.1951 | 4.3556
S38E145_RES_5304 | West | -37.4069 | 145.8194 | 1100 | 19 | 5 | 2164 | 5.6 | 0.7 | 7 | 26.3158 | 4.3556
S38E145_RES_5346 | West | -37.4048 | 145.8075 | 1069 | 50 | 5 | 1664 | 2.8 | 0.2 | 21 | 10 | 4.3556
S38E145_RES_5705 | West | -37.3826 | 145.1587 | 709 | 42 | 5 | 3419 | 6.2 | 0.6 | 10 | 11.9048 | 4.3556
S38E145_RES_5791 | West | -37.3774 | 145.1565 | 668 | 35 | 5 | 1861 | 4.2 | 0.5 | 11 | 14.2857 | 4.3556
S38E145_RES_5957 | West | -37.369 | 145.1662 | 679 | 17 | 5 | 2387 | 8.7 | 1.6 | 3 | 29.4118 | 4.3556
S38E145_RES_5977 | West | -37.3681 | 145.8081 | 1079 | 40 | 5 | 1911 | 3.4 | 0.3 | 16 | 12.5 | 4.3556
S38E145_RES_5919 | West | -37.371 | 145.8434 | 851 | 36 | 5 | 507 | 1.2 | 0.1 | 37 | 13.8889 | 4.3556
S38E145_RES_6075 | West | -37.3608 | 145.8742 | 751 | 23 | 5 | 581 | 2.1 | 0.4 | 12 | 21.7391 | 4.3556
S38E145_RES_6798 | West | -37.2924 | 145.5972 | 679 | 33 | 5 | 1800 | 3.9 | 0.4 | 13 | 15.1515 | 4.3556
S38E145_RES_7217 | West | -37.1792 | 145.1886 | 640 | 26 | 5 | 2407 | 4.8 | 0.5 | 10 | 19.2308 | 4.3556
S38E145_RES_7326 | West | -37.1679 | 145.1873 | 629 | 36 | 5 | 1782 | 4.3 | 0.5 | 10 | 13.8889 | 4.3556
S38E145_RES_7384 | West | -37.1633 | 145.1715 | 639 | 30 | 5 | 1801 | 4.5 | 0.6 | 8 | 16.6667 | 4.3556
S38E145_RES_7754 | West | -37.1303 | 145.1315 | 502 | 25 | 5 | 1820 | 4.7 | 0.6 | 9 | 20 | 4.3556
S38E145_RES_8065 | West | -37.1101 | 145.1562 | 516 | 38 | 5 | 1714 | 2.4 | 0.2 | 29 | 13.1579 | 4.3556
S38E145_RES_8259 | West | -37.1012 | 145.2499 | 450 | 31 | 5 | 2290 | 4.8 | 0.5 | 11 | 16.129 | 4.3556
S38E145_RES_8379 | West | -37.0846 | 145.5513 | 580 | 31 | 5 | 1560 | 3.8 | 0.5 | 11 | 16.129 | 4.3556
S38E146_RES_2183 | Central | -37.8167 | 146.1132 | 979 | 33 | 5 | 884 | 2.5 | 0.3 | 16 | 15.1515 | 4.3556
S38E146_RES_2429 | Central | -37.8083 | 146.3358 | 970 | 31 | 5 | 389 | 1 | 0.1 | 37 | 16.129 | 4.3556
S38E146_RES_2637 | Central | -37.7981 | 146.1917 | 938 | 26 | 5 | 1069 | 2.5 | 0.3 | 16 | 19.2308 | 4.3556
S38E146_RES_2598 | Central | -37.8008 | 146.2006 | 950 | 26 | 5 | 951 | 2.7 | 0.4 | 14 | 19.2308 | 4.3556
S38E146_RES_90 | Central | -37.947 | 146.553 | 418 | 35 | 5 | 569 | 1.8 | 0.3 | 19 | 14.2857 | 4.3556
S38E146_RES_2793 | Central | -37.7919 | 146.1077 | 989 | 19 | 5 | 2078 | 6 | 0.9 | 6 | 26.3158 | 4.3556
S38E146_RES_2833 | Central | -37.7903 | 146.0586 | 820 | 23 | 5 | 2088 | 4.9 | 0.6 | 9 | 21.7391 | 4.3556
S38E146_RES_2999 | Central | -37.784 | 146.051 | 831 | 25 | 5 | 1520 | 3.9 | 0.5 | 11 | 20 | 4.3556
S38E146_RES_3394 | Central | -37.7733 | 146.5967 | 600 | 30 | 5 | 444 | 1.5 | 0.2 | 21 | 16.6667 | 4.3556
S38E146_RES_3324 | Central | -37.7748 | 146.2987 | 1028 | 26 | 5 | 1279 | 3 | 0.4 | 15 | 19.2308 | 4.3556
S38E146_RES_3894 | Central | -37.7556 | 146.2581 | 979 | 25 | 5 | 1210 | 3.2 | 0.4 | 11 | 20 | 4.3556
S38E146_RES_4008 | Central | -37.7489 | 146.1856 | 1059 | 28 | 5 | 1903 | 4 | 0.4 | 12 | 17.8571 | 4.3556
S38E146_RES_4030 | Central | -37.7483 | 146.2442 | 1051 | 24 | 5 | 1137 | 3.4 | 0.5 | 10 | 20.8333 | 4.3556
S38E146_RES_5154 | Central | -37.6522 | 146.0811 | 1070 | 37 | 5 | 1730 | 2.9 | 0.2 | 23 | 13.5135 | 4.3556
S38E146_RES_5336 | Central | -37.6389 | 146.1494 | 1141 | 35 | 5 | 1539 | 2.8 | 0.3 | 18 | 14.2857 | 4.3556
S38E146_RES_5385 | Central | -37.6358 | 146.154 | 1188 | 34 | 5 | 2565 | 4.5 | 0.4 | 13 | 14.7059 | 4.3556
S38E146_RES_6694 | Central | -37.5583 | 146.4925 | 1200 | 32 | 5 | 1898 | 3.6 | 0.3 | 16 | 15.625 | 4.3556
S38E146_RES_6783 | Central | -37.5522 | 146.4775 | 1300 | 15 | 5 | 2436 | 9.2 | 1.8 | 3 | 33.3333 | 4.3556
S38E146_RES_9722 | Central | -37.405 | 146.8166 | 1401 | 25 | 5 | 2869 | 7.4 | 0.9 | 5 | 20 | 4.3556
S38E147_RES_2152 | Central | -37.4022 | 147.52 | 880 | 28 | 5 | 946 | 2.6 | 0.4 | 13 | 17.8571 | 4.3556
S38E147_RES_2257 | Central | -37.3992 | 147.5511 | 910 | 24 | 5 | 780 | 2.5 | 0.4 | 13 | 20.8333 | 4.3556
S38E147_RES_836 | Central | -37.5015 | 147.0124 | 1187 | 31 | 5 | 334 | 0.8 | 0.1 | 48 | 16.129 | 4.3556
S38E147_RES_3221 | Central | -37.3661 | 147.5486 | 1120 | 30 | 5 | 1448 | 3.3 | 0.4 | 14 | 16.6667 | 4.3556
S38E147_RES_3744 | Central | -37.3508 | 147.6317 | 890 | 22 | 5 | 903 | 3.1 | 0.5 | 9 | 22.7273 | 4.3556
S38E147_RES_3851 | Central | -37.3477 | 147.707 | 629 | 35 | 5 | 352 | 1.1 | 0.2 | 30 | 14.2857 | 4.3556
S38E147_RES_4709 | Central | -37.3205 | 147.9392 | 729 | 36 | 5 | 1200 | 2.8 | 0.3 | 16 | 13.8889 | 4.3556
S38E147_RES_10274 | Central | -37.1437 | 147.5352 | 1039 | 33 | 5 | 1937 | 3.8 | 0.4 | 13 | 15.1515 | 4.3556
S38E147_RES_10368 | Central | -37.1414 | 147.1549 | 1499 | 34 | 5 | 3113 | 7.1 | 0.8 | 6 | 14.7059 | 4.3556
S38E147_RES_10469 | Central | -37.1383 | 147.1944 | 1500 | 13 | 5 | 2092 | 8.7 | 1.8 | 3 | 38.4615 | 4.3556
S38E147_RES_10851 | Central | -37.1239 | 147.9106 | 1310 | 29 | 5 | 1745 | 4.1 | 0.5 | 11 | 17.2414 | 4.3556
S38E147_RES_11428 | Central | -37.1037 | 147.9921 | 1341 | 25 | 5 | 928 | 2.5 | 0.3 | 14 | 20 | 4.3556
S38E147_RES_11576 | Central | -37.0986 | 147.3216 | 1199 | 51 | 5 | 1987 | 2.3 | 0.1 | 41 | 9.8039 | 4.3556
S38E147_RES_12031 | Central | -37.0744 | 147.2894 | 1250 | 34 | 5 | 662 | 1.2 | 0.1 | 48 | 14.7059 | 4.3556
S38E147_RES_12225 | Central | -37.065 | 147.92 | 1270 | 28 | 5 | 1244 | 2 | 0.2 | 30 | 17.8571 | 4.3556
S38E147_RES_6099 | Central | -37.2783 | 147.5586 | 850 | 33 | 5 | 483 | 1.5 | 0.2 | 20 | 15.1515 | 4.3556
S38E147_RES_7534 | Central | -37.2315 | 147.2185 | 1208 | 40 | 5 | 1021 | 1.5 | 0.1 | 50 | 12.5 | 4.3556
S38E147_RES_7975 | Central | -37.2181 | 147.2125 | 1271 | 25 | 5 | 1590 | 3.8 | 0.4 | 11 | 20 | 4.3556
S38E147_RES_8407 | Central | -37.2047 | 147.1917 | 1320 | 28 | 5 | 1528 | 3.1 | 0.3 | 14 | 17.8571 | 4.3556
S38E147_RES_8954 | Central | -37.1894 | 147.3759 | 1231 | 29 | 5 | 1306 | 3.4 | 0.4 | 10 | 17.2414 | 4.3556
S38E147_RES_9070 | Central | -37.1857 | 147.4592 | 1219 | 31 | 5 | 1132 | 3.2 | 0.5 | 11 | 16.129 | 4.3556
S38E147_RES_9145 | Central | -37.1837 | 147.9431 | 1172 | 35 | 5 | 2525 | 3.2 | 0.2 | 23 | 14.2857 | 4.3556
S38E147_RES_9234 | Central | -37.1811 | 147.9065 | 1332 | 29 | 5 | 1324 | 3.9 | 0.6 | 9 | 17.2414 | 4.3556
S38E147_RES_9442 | Central | -37.1731 | 147.9204 | 1271 | 19 | 5 | 2438 | 7 | 1 | 5 | 26.3158 | 4.3556
S38E147_RES_9469 | Central | -37.1722 | 147.1953 | 1400 | 36 | 5 | 3230 | 6.5 | 0.7 | 8 | 13.8889 | 4.3556
S38E147_RES_9637 | Central | -37.1666 | 147.9111 | 1308 | 33 | 5 | 2222 | 3.6 | 0.3 | 16 | 15.1515 | 4.3556
S38E147_RES_9836 | Central | -37.1586 | 147.6369 | 780 | 27 | 5 | 2061 | 5 | 0.6 | 7 | 18.5185 | 4.3556
S38E148_RES_1095 | East | -37.3653 | 148.9439 | 730 | 23 | 5 | 613 | 1.9 | 0.3 | 15 | 21.7391 | 4.3556
S38E148_RES_1210 | East | -37.359 | 148.9529 | 689 | 24 | 5 | 458 | 1.3 | 0.2 | 23 | 20.8333 | 4.3556
S38E148_RES_1396 | East | -37.3444 | 148.3063 | 788 | 34 | 5 | 1478 | 3.3 | 0.4 | 14 | 14.7059 | 4.3556
S38E148_RES_1667 | East | -37.3281 | 148.8569 | 990 | 38 | 5 | 866 | 2.3 | 0.3 | 16 | 13.1579 | 4.3556
S38E148_RES_1719 | East | -37.3258 | 148.8658 | 940 | 29 | 5 | 798 | 1.2 | 0.1 | 55 | 17.2414 | 4.3556
S38E148_RES_1896 | East | -37.317 | 148.1902 | 611 | 29 | 5 | 1107 | 2.7 | 0.3 | 15 | 17.2414 | 4.3556
S38E148_RES_1819 | East | -37.3208 | 148.1098 | 711 | 52 | 5 | 1652 | 2.1 | 0.1 | 36 | 9.6154 | 4.3556
S38E148_RES_1845 | East | -37.3197 | 148.6665 | 571 | 29 | 5 | 551 | 1.5 | 0.2 | 23 | 17.2414 | 4.3556
S38E148_RES_1997 | East | -37.3124 | 148.6394 | 792 | 30 | 5 | 1385 | 2.6 | 0.2 | 18 | 16.6667 | 4.3556
S38E148_RES_802 | East | -37.3895 | 148.1203 | 471 | 31 | 5 | 890 | 2.3 | 0.3 | 15 | 16.129 | 4.3556
S38E148_RES_2236 | East | -37.3014 | 148.1056 | 690 | 28 | 5 | 786 | 2.2 | 0.3 | 17 | 17.8571 | 4.3556
S38E148_RES_2475 | East | -37.2913 | 148.2961 | 559 | 32 | 5 | 427 | 1.5 | 0.3 | 20 | 15.625 | 4.3556
S38E148_RES_2870 | East | -37.2683 | 148.2897 | 670 | 32 | 5 | 959 | 2.4 | 0.3 | 16 | 15.625 | 4.3556
S38E148_RES_3099 | East | -37.2544 | 148.7723 | 781 | 24 | 5 | 1701 | 5.5 | 0.9 | 5 | 20.8333 | 4.3556
S38E148_RES_3066 | East | -37.2568 | 148.2977 | 721 | 21 | 5 | 3229 | 8.5 | 1.1 | 4 | 23.8095 | 4.3556
S38E148_RES_3492 | East | -37.2267 | 148.2097 | 810 | 24 | 5 | 371 | 1.2 | 0.2 | 26 | 20.8333 | 4.3556
S38E148_RES_3912 | East | -37.2025 | 148.2899 | 778 | 45 | 5 | 3218 | 4.9 | 0.4 | 13 | 11.1111 | 4.3556
S38E148_RES_4001 | East | -37.1985 | 148.2765 | 798 | 16 | 5 | 2475 | 9 | 1.6 | 3 | 31.25 | 4.3556
S38E148_RES_4216 | East | -37.1872 | 148.2545 | 829 | 23 | 5 | 2686 | 6 | 0.7 | 8 | 21.7391 | 4.3556
S38E148_RES_4221 | East | -37.1869 | 148.1775 | 950 | 31 | 5 | 866 | 2.3 | 0.3 | 17 | 16.129 | 4.3556
S38E148_RES_4249 | East | -37.1853 | 148.2875 | 780 | 24 | 5 | 2277 | 7.1 | 1.1 | 5 | 20.8333 | 4.3556
S38E148_RES_4412 | East | -37.1753 | 148.0116 | 1161 | 22 | 5 | 1126 | 4 | 0.7 | 7 | 22.7273 | 4.3556
S38E148_RES_4292 | East | -37.1826 | 148.2973 | 748 | 31 | 5 | 3564 | 6.4 | 0.6 | 9 | 16.129 | 4.3556
S38E148_RES_4533 | East | -37.1687 | 148.075 | 1132 | 38 | 5 | 1597 | 3.3 | 0.3 | 15 | 13.1579 | 4.3556
S38E148_RES_4694 | East | -37.1597 | 148.2472 | 900 | 31 | 5 | 1881 | 3.8 | 0.4 | 13 | 16.129 | 4.3556
S38E148_RES_4917 | East | -37.1412 | 148.1021 | 1039 | 22 | 5 | 2395 | 6.8 | 1 | 5 | 22.7273 | 4.3556
S38E148_RES_4943 | East | -37.1382 | 148.095 | 1029 | 59 | 5 | 1857 | 3.5 | 0.3 | 17 | 8.4746 | 4.3556
S38E148_RES_4974 | East | -37.1358 | 148.254 | 871 | 29 | 5 | 2327 | 5.2 | 0.6 | 8 | 17.2414 | 4.3556
S38E148_RES_5181 | East | -37.1244 | 148.0994 | 970 | 36 | 5 | 836 | 2.4 | 0.3 | 14 | 13.8889 | 4.3556
S38E148_RES_5701 | East | -37.0983 | 148.2461 | 929 | 34 | 5 | 2340 | 5.3 | 0.6 | 9 | 14.7059 | 4.3556
S38E148_RES_5910 | East | -37.0847 | 148.2894 | 830 | 37 | 5 | 631 | 1.5 | 0.2 | 29 | 13.5135 | 4.3556
S38E148_RES_5977 | East | -37.0764 | 148.2728 | 870 | 27 | 5 | 2327 | 5 | 0.5 | 9 | 18.5185 | 4.3556
S38E148_RES_6104 | East | -37.0589 | 148.2311 | 980 | 31 | 5 | 2210 | 4.4 | 0.4 | 12 | 16.129 | 4.3556
S38E148_RES_6420 | East | -37.0279 | 148.2945 | 899 | 28 | 5 | 2062 | 5.2 | 0.7 | 8 | 17.8571 | 4.3556
S38E148_RES_6422 | East | -37.0278 | 148.2813 | 892 | 32 | 5 | 1963 | 3.9 | 0.4 | 12 | 15.625 | 4.3556
S38E148_RES_6510 | East | -37.0216 | 148.2944 | 901 | 22 | 5 | 2000 | 5.8 | 0.8 | 6 | 22.7273 | 4.3556
S38E148_RES_6637 | East | -37.0123 | 148.201 | 1168 | 32 | 5 | 681 | 2.2 | 0.4 | 13 | 15.625 | 4.3556
S38E148_RES_6655 | East | -37.0112 | 148.2699 | 889 | 32 | 5 | 2303 | 5.2 | 0.6 | 8 | 15.625 | 4.3556
S38E148_RES_6607 | East | -37.0142 | 148.2778 | 880 | 21 | 5 | 2421 | 7.2 | 1.1 | 5 | 23.8095 | 4.3556
S38E149_RES_376 | East | -37.3183 | 149.0044 | 739 | 29 | 5 | 656 | 1.8 | 0.2 | 19 | 17.2414 | 4.3556
S38E149_RES_746 | East | -37.2567 | 149.2021 | 551 | 20 | 5 | 1980 | 5.7 | 0.8 | 6 | 25 | 4.3556
S39E143_RES_4 | West | -38.7193 | 143.32 | 301 | 28 | 5 | 1209 | 3.4 | 0.5 | 11 | 17.8571 | 4.3556
S39E143_RES_55 | West | -38.6894 | 143.5824 | 449 | 28 | 5 | 1497 | 3 | 0.3 | 16 | 17.8571 | 4.3556
S39E143_RES_517 | West | -38.6282 | 143.7389 | 499 | 31 | 5 | 1139 | 3.7 | 0.6 | 9 | 16.129 | 4.3556
S39E143_RES_538 | West | -38.6263 | 143.4813 | 451 | 34 | 5 | 1405 | 3.6 | 0.5 | 12 | 14.7059 | 4.3556
S39E146_RES_435 | Central | -38.4135 | 146.6622 | 499 | 25 | 5 | 1399 | 2.9 | 0.3 | 15 | 20 | 4.3556
S37E145_RES_693 | West | -36.8298 | 145.8719 | 649 | 31 | 4 | 903 | 2.1 | 0.3 | 18 | 12.9032 | 3.4844
S37E145_RES_723 | West | -36.8269 | 145.6592 | 551 | 26 | 4 | 2149 | 5 | 0.6 | 7 | 15.3846 | 3.4844
S37E145_RES_761 | West | -36.8225 | 145.6797 | 580 | 16 | 4 | 2255 | 6.5 | 0.9 | 4 | 25 | 3.4844
S37E145_RES_924 | West | -36.7711 | 145.8569 | 569 | 23 | 4 | 965 | 2.4 | 0.3 | 13 | 17.3913 | 3.4844
S37E145_RES_941 | West | -36.7651 | 145.8894 | 609 | 56 | 4 | 2008 | 2.5 | 0.2 | 27 | 7.1429 | 3.4844
S37E145_RES_987 | West | -36.757 | 145.8286 | 569 | 46 | 4 | 2614 | 3.4 | 0.2 | 19 | 8.6957 | 3.4844
S37E145_RES_991 | West | -36.7555 | 145.8779 | 631 | 21 | 4 | 1616 | 4.5 | 0.6 | 6 | 19.0476 | 3.4844
S37E145_RES_1007 | West | -36.7517 | 145.8873 | 561 | 30 | 4 | 866 | 2.6 | 0.4 | 9 | 13.3333 | 3.4844
S37E145_RES_1086 | West | -36.7356 | 145.7182 | 511 | 15 | 4 | 1643 | 6.2 | 1.2 | 4 | 26.6667 | 3.4844
S37E145_RES_1124 | West | -36.7308 | 145.9072 | 570 | 22 | 4 | 1902 | 4.1 | 0.5 | 9 | 18.1818 | 3.4844
S37E146_RES_1227 | Central | -36.9077 | 146.1801 | 739 | 13 | 4 | 1554 | 5.6 | 1 | 4 | 30.7692 | 3.4844
S37E146_RES_1290 | Central | -36.9022 | 146.3035 | 811 | 24 | 4 | 2063 | 4.7 | 0.5 | 8 | 16.6667 | 3.4844
S37E146_RES_1326 | Central | -36.9006 | 146.265 | 920 | 43 | 4 | 2174 | 3.6 | 0.3 | 15 | 9.3023 | 3.4844
S37E146_RES_1364 | Central | -36.8978 | 146.2303 | 890 | 21 | 4 | 1325 | 3.4 | 0.4 | 9 | 19.0476 | 3.4844
S37E146_RES_1451 | Central | -36.8869 | 146.2694 | 930 | 9 | 4 | 1684 | 7.4 | 1.6 | 2 | 44.4444 | 3.4844
S37E146_RES_1600 | Central | -36.8722 | 146.2622 | 880 | 29 | 4 | 1387 | 2.9 | 0.3 | 14 | 13.7931 | 3.4844
S37E146_RES_1624 | Central | -36.8708 | 146.1907 | 801 | 25 | 4 | 1412 | 2.8 | 0.3 | 13 | 16 | 3.4844
S37E146_RES_1671 | Central | -36.8678 | 146.1902 | 809 | 18 | 4 | 2008 | 4.7 | 0.5 | 7 | 22.2222 | 3.4844
S37E146_RES_1898 | Central | -36.8411 | 146.3514 | 780 | 21 | 4 | 3196 | 6.8 | 0.7 | 5 | 19.0476 | 3.4844
S37E146_RES_2198 | Central | -36.818 | 146.3144 | 801 | 18 | 4 | 2459 | 6.1 | 0.8 | 5 | 22.2222 | 3.4844
S37E146_RES_2310 | Central | -36.8089 | 146.1782 | 729 | 29 | 4 | 2342 | 5 | 0.5 | 8 | 13.7931 | 3.4844
S37E146_RES_2322 | Central | -36.8082 | 146.2362 | 769 | 16 | 4 | 1890 | 5 | 0.7 | 5 | 25 | 3.4844
S37E146_RES_464 | Central | -36.9623 | 146.2516 | 971 | 13 | 4 | 2304 | 7.3 | 1.2 | 4 | 30.7692 | 3.4844
S37E146_RES_480 | Central | -36.9617 | 146.205 | 770 | 25 | 4 | 1913 | 5.2 | 0.7 | 5 | 16 | 3.4844
S37E146_RES_2407 | Central | -36.8003 | 146.3564 | 810 | 14 | 4 | 2515 | 8.7 | 1.5 | 3 | 28.5714 | 3.4844
S37E146_RES_2509 | Central | -36.7901 | 146.2385 | 718 | 35 | 4 | 1431 | 3.1 | 0.3 | 13 | 11.4286 | 3.4844
S37E146_RES_2502 | Central | -36.7908 | 146.1741 | 771 | 13 | 4 | 2367 | 8.7 | 1.6 | 3 | 30.7692 | 3.4844
S37E146_RES_2458 | Central | -36.7938 | 146.3092 | 831 | 10 | 4 | 1722 | 6.9 | 1.4 | 3 | 40 | 3.4844
S37E146_RES_2542 | Central | -36.7878 | 146.3658 | 770 | 22 | 4 | 1753 | 3.3 | 0.3 | 12 | 18.1818 | 3.4844
S37E146_RES_3696 | Central | -36.4452 | 146.7749 | 769 | 17 | 4 | 2014 | 5.6 | 0.8 | 5 | 23.5294 | 3.4844
S37E146_RES_3765 | Central | -36.4344 | 146.7789 | 740 | 21 | 4 | 1302 | 3.6 | 0.5 | 7 | 19.0476 | 3.4844
S37E146_RES_3749 | Central | -36.4361 | 146.7297 | 810 | 17 | 4 | 1786 | 4.4 | 0.5 | 7 | 23.5294 | 3.4844
S37E146_RES_3892 | Central | -36.4241 | 146.7295 | 739 | 30 | 4 | 451 | 1.1 | 0.1 | 30 | 13.3333 | 3.4844
S37E146_RES_3910 | Central | -36.4228 | 146.9513 | 791 | 28 | 4 | 652 | 2 | 0.3 | 14 | 14.2857 | 3.4844
S37E146_RES_3995 | Central | -36.4167 | 146.8192 | 770 | 13 | 4 | 2269 | 7.8 | 1.3 | 3 | 30.7692 | 3.4844
S37E146_RES_3959 | Central | -36.4195 | 146.7431 | 819 | 26 | 4 | 2373 | 4.9 | 0.5 | 8 | 15.3846 | 3.4844
S37E146_RES_4231 | Central | -36.4031 | 146.6935 | 568 | 23 | 4 | 1891 | 4.3 | 0.5 | 7 | 17.3913 | 3.4844
S37E146_RES_4361 | Central | -36.3933 | 146.7817 | 719 | 20 | 4 | 2664 | 5.6 | 0.6 | 6 | 20 | 3.4844
S37E146_RES_4597 | Central | -36.3508 | 146.9562 | 568 | 20 | 4 | 520 | 1.6 | 0.2 | 16 | 20 | 3.4844
S37E146_RES_4611 | Central | -36.3491 | 146.9771 | 738 | 29 | 4 | 1472 | 3 | 0.3 | 15 | 13.7931 | 3.4844
S37E146_RES_4642 | Central | -36.3389 | 146.9558 | 710 | 18 | 4 | 1696 | 4.3 | 0.6 | 7 | 22.2222 | 3.4844
S37E146_RES_4643 | Central | -36.3388 | 146.7577 | 721 | 21 | 4 | 1103 | 2.9 | 0.4 | 10 | 19.0476 | 3.4844
S37E146_RES_4616 | Central | -36.3483 | 146.726 | 692 | 16 | 4 | 2382 | 6.7 | 0.9 | 4 | 25 | 3.4844
S37E146_RES_4871 | Central | -36.2275 | 146.9025 | 600 | 21 | 4 | 964 | 3 | 0.5 | 8 | 19.0476 | 3.4844
S37E147_RES_1113 | Central | -36.8706 | 147.745 | 990 | 20 | 4 | 602 | 2.1 | 0.4 | 10 | 20 | 3.4844
S37E147_RES_1291 | Central | -36.861 | 147.9478 | 1269 | 27 | 4 | 1053 | 2.9 | 0.4 | 10 | 14.8148 | 3.4844
S37E147_RES_1217 | Central | -36.8648 | 147.9707 | 1289 | 27 | 4 | 1083 | 2.4 | 0.3 | 15 | 14.8148 | 3.4844
S37E147_RES_1551 | Central | -36.8416 | 147.5883 | 949 | 27 | 4 | 825 | 2.6 | 0.4 | 11 | 14.8148 | 3.4844
S37E147_RES_2101 | Central | -36.8042 | 147.9733 | 1510 | 23 | 4 | 1140 | 2.9 | 0.4 | 11 | 17.3913 | 3.4844
S37E147_RES_587 | Central | -36.9596 | 147.88 | 1012 | 22 | 4 | 521 | 1.4 | 0.2 | 22 | 18.1818 | 3.4844
S37E147_RES_811 | Central | -36.9078 | 147.5141 | 1332 | 19 | 4 | 1517 | 3.7 | 0.4 | 10 | 21.0526 | 3.4844
S37E147_RES_10168 | Central | -36.3186 | 147.333 | 731 | 47 | 4 | 1022 | 2.4 | 0.3 | 16 | 8.5106 | 3.4844
S37E147_RES_10483 | Central | -36.295 | 147.2954 | 629 | 23 | 4 | 1415 | 3.3 | 0.4 | 9 | 17.3913 | 3.4844
S37E147_RES_10779 | Central | -36.2752 | 147.5542 | 771 | 32 | 4 | 1779 | 4.6 | 0.6 | 7 | 12.5 | 3.4844
S37E147_RES_10792 | Central | -36.2742 | 147.5136 | 900 | 27 | 4 | 1688 | 2.6 | 0.2 | 20 | 14.8148 | 3.4844
S37E147_RES_11256 | Central | -36.2435 | 147.2104 | 647 | 29 | 4 | 1588 | 2.6 | 0.2 | 17 | 13.7931 | 3.4844
S37E147_RES_11660 | Central | -36.1769 | 147.4546 | 701 | 27 | 4 | 680 | 1.8 | 0.2 | 18 | 14.8148 | 3.4844
S37E147_RES_11699 | Central | -36.1697 | 147.4583 | 730 | 20 | 4 | 1894 | 5.4 | 0.8 | 5 | 20 | 3.4844
S37E147_RES_11822 | Central | -36.1444 | 147.2106 | 660 | 27 | 4 | 2366 | 4.4 | 0.4 | 10 | 14.8148 | 3.4844
S37E147_RES_11944 | Central | -36.1289 | 147.2067 | 660 | 15 | 4 | 2007 | 5.3 | 0.7 | 5 | 26.6667 | 3.4844
S37E147_RES_12167 | Central | -36.1185 | 147.5905 | 739 | 28 | 4 | 1113 | 2.8 | 0.4 | 12 | 14.2857 | 3.4844
S37E147_RES_12176 | Central | -36.1182 | 147.8857 | 678 | 31 | 4 | 1198 | 2.3 | 0.2 | 18 | 12.9032 | 3.4844
S37E147_RES_12382 | Central | -36.1092 | 147.9151 | 569 | 27 | 4 | 770 | 2.2 | 0.3 | 12 | 14.8148 | 3.4844
S37E147_RES_12641 | Central | -36.0889 | 147.6114 | 720 | 31 | 4 | 1358 | 3.4 | 0.4 | 9 | 12.9032 | 3.4844
S37E147_RES_12793 | Central | -36.0725 | 147.4853 | 600 | 18 | 4 | 1548 | 4.9 | 0.8 | 5 | 22.2222 | 3.4844
S37E147_RES_12815 | Central | -36.0706 | 147.4872 | 590 | 25 | 4 | 1631 | 4 | 0.5 | 8 | 16 | 3.4844
S37E147_RES_12836 | Central | -36.0683 | 147.4961 | 570 | 28 | 4 | 1456 | 2.9 | 0.3 | 14 | 14.2857 | 3.4844
S37E147_RES_6396 | Central | -36.5544 | 147.9556 | 1320 | 20 | 4 | 780 | 2.6 | 0.4 | 9 | 20 | 3.4844
S37E147_RES_6632 | Central | -36.5381 | 147.9401 | 1109 | 24 | 4 | 942 | 2.2 | 0.3 | 15 | 16.6667 | 3.4844
S37E147_RES_6845 | Central | -36.5165 | 147.9469 | 1172 | 9 | 4 | 1809 | 7 | 1.3 | 3 | 44.4444 | 3.4844
S37E147_RES_7892 | Central | -36.469 | 147.7627 | 938 | 23 | 4 | 1034 | 2.8 | 0.4 | 10 | 17.3913 | 3.4844
S37E147_RES_8298 | Central | -36.452 | 147.7065 | 1189 | 23 | 4 | 557 | 1.5 | 0.2 | 19 | 17.3913 | 3.4844
S37E147_RES_8450 | Central | -36.445 | 147.6948 | 1098 | 32 | 4 | 668 | 1.5 | 0.2 | 24 | 12.5 | 3.4844
S37E147_RES_8649 | Central | -36.4375 | 147.9798 | 909 | 27 | 4 | 483 | 1 | 0.1 | 35 | 14.8148 | 3.4844
S37E147_RES_9137 | Central | -36.4169 | 147.6419 | 1060 | 35 | 4 | 1489 | 2.3 | 0.2 | 24 | 11.4286 | 3.4844
S37E148_RES_1848 | East | -36.6748 | 148.0155 | 1381 | 17 | 4 | 843 | 2.8 | 0.5 | 8 | 23.5294 | 3.4844
S37E148_RES_2306 | East | -36.6512 | 148.0052 | 1238 | 22 | 4 | 1350 | 3.2 | 0.4 | 10 | 18.1818 | 3.4844
S37E148_RES_2358 | East | -36.6487 | 148.0139 | 1161 | 29 | 4 | 626 | 2 | 0.3 | 13 | 13.7931 | 3.4844
S37E148_RES_2757 | East | -36.6273 | 148.0138 | 1319 | 24 | 4 | 1950 | 3.8 | 0.4 | 12 | 16.6667 | 3.4844
S37E148_RES_4195 | East | -36.4413 | 148.0151 | 849 | 20 | 4 | 342 | 1.1 | 0.2 | 21 | 20 | 3.4844
S38E143_RES_174 | West | -37.2748 | 143.2504 | 829 | 26 | 4 | 1089 | 2 | 0.2 | 21 | 15.3846 | 3.4844
S38E144_RES_1 | West | -37.6 | 144.3619 | 480 | 9 | 4 | 1868 | 8.4 | 1.9 | 2 | 44.4444 | 3.4844
S38E145_RES_1023 | West | -37.8291 | 145.8377 | 719 | 20 | 4 | 1502 | 4.4 | 0.6 | 6 | 20 | 3.4844
S38E145_RES_1147 | West | -37.8209 | 145.8895 | 879 | 15 | 4 | 1223 | 3.8 | 0.6 | 6 | 26.6667 | 3.4844
S38E145_RES_1162 | West | -37.8195 | 145.7624 | 557 | 23 | 4 | 469 | 1.2 | 0.1 | 26 | 17.3913 | 3.4844
S38E145_RES_1376 | West | -37.8084 | 145.9156 | 769 | 20 | 4 | 767 | 2.4 | 0.4 | 9 | 20 | 3.4844
S38E145_RES_1452 | West | -37.8022 | 145.9314 | 740 | 17 | 4 | 1371 | 3.6 | 0.5 | 8 | 23.5294 | 3.4844
S38E145_RES_1537 | West | -37.7957 | 145.9214 | 748 | 22 | 4 | 1243 | 2.6 | 0.3 | 15 | 18.1818 | 3.4844
S38E145_RES_1642 | West | -37.7864 | 145.8542 | 690 | 23 | 4 | 464 | 1.3 | 0.2 | 21 | 17.3913 | 3.4844
S38E145_RES_2185 | West | -37.6181 | 145.7325 | 1060 | 22 | 4 | 1020 | 2.4 | 0.3 | 13 | 18.1818 | 3.4844
S38E145_RES_2082 | West | -37.6931 | 145.7347 | 480 | 20 | 4 | 821 | 2.1 | 0.3 | 13 | 20 | 3.4844
S38E145_RES_2284 | West | -37.5911 | 145.5183 | 410 | 20 | 4 | 1007 | 2.9 | 0.4 | 9 | 20 | 3.4844
S38E145_RES_2448 | West | -37.5753 | 145.4981 | 570 | 31 | 4 | 1181 | 2.1 | 0.2 | 19 | 12.9032 | 3.4844
S38E145_RES_2449 | West | -37.5753 | 145.5653 | 720 | 23 | 4 | 674 | 2.5 | 0.4 | 8 | 17.3913 | 3.4844
S38E145_RES_245 | West | -37.9169 | 145.8238 | 689 | 29 | 4 | 672 | 2 | 0.3 | 15 | 13.7931 | 3.4844
S38E145_RES_2985 | West | -37.5379 | 145.7831 | 859 | 34 | 4 | 1576 | 2.8 | 0.3 | 16 | 11.7647 | 3.4844
S38E145_RES_3032 | West | -37.5318 | 145.5766 | 781 | 28 | 4 | 1743 | 2 | 0.1 | 30 | 14.2857 | 3.4844
S38E145_RES_3249 | West | -37.5151 | 145.9078 | 972 | 23 | 4 | 711 | 1.8 | 0.2 | 19 | 17.3913 | 3.4844
S38E145_RES_329 | West | -37.9082 | 145.8385 | 757 | 38 | 4 | 605 | 1.3 | 0.1 | 29 | 10.5263 | 3.4844
S38E145_RES_3399 | West | -37.5059 | 145.3253 | 539 | 23 | 4 | 1434 | 3.5 | 0.4 | 10 | 17.3913 | 3.4844
S38E145_RES_3489 | West | -37.5007 | 145.2998 | 548 | 29 | 4 | 1657 | 3.3 | 0.3 | 13 | 13.7931 | 3.4844
S38E145_RES_3506 | West | -37.5 | 145.5114 | 790 | 16 | 4 | 1836 | 5.6 | 0.9 | 5 | 25 | 3.4844
S38E145_RES_3562 | West | -37.495 | 145.2628 | 489 | 26 | 4 | 1799 | 4.8 | 0.6 | 7 | 15.3846 | 3.4844
S38E145_RES_3757 | West | -37.4844 | 145.2767 | 530 | 14 | 4 | 1978 | 6.1 | 1 | 4 | 28.5714 | 3.4844
S38E145_RES_4009 | West | -37.4706 | 145.8043 | 1112 | 20 | 4 | 1230 | 3.4 | 0.5 | 8 | 20 | 3.4844
S38E145_RES_4166 | West | -37.4612 | 145.6267 | 692 | 22 | 4 | 742 | 2.4 | 0.4 | 10 | 18.1818 | 3.4844
S38E145_RES_440 | West | -37.8994 | 145.7851 | 691 | 26 | 4 | 513 | 1.6 | 0.2 | 17 | 15.3846 | 3.4844
S38E145_RES_4438 | West | -37.4476 | 145.8564 | 1167 | 23 | 4 | 1255 | 1.8 | 0.1 | 30 | 17.3913 | 3.4844
S38E145_RES_4628 | West | -37.4369 | 145.6322 | 850 | 15 | 4 | 1224 | 4.5 | 0.8 | 5 | 26.6667 | 3.4844
S38E145_RES_479 | West | -37.8958 | 145.8026 | 592 | 22 | 4 | 500 | 1.2 | 0.1 | 31 | 18.1818 | 3.4844
S38E145_RES_948 | West | -37.8319 | 145.8907 | 821 | 24 | 4 | 761 | 1.6 | 0.2 | 22 | 16.6667 | 3.4844
S38E145_RES_4984 | West | -37.4201 | 145.8003 | 1139 | 28 | 4 | 835 | 2 | 0.2 | 16 | 14.2857 | 3.4844
S38E145_RES_4999 | West | -37.4195 | 145.1266 | 722 | 17 | 4 | 1842 | 5.5 | 0.8 | 4 | 23.5294 | 3.4844
S38E145_RES_5014 | West | -37.419 | 145.126 | 721 | 11 | 4 | 1856 | 7.7 | 1.6 | 3 | 36.3636 | 3.4844
S38E145_RES_5228 | West | -37.4097 | 145.1606 | 710 | 24 | 4 | 1664 | 3.4 | 0.3 | 10 | 16.6667 | 3.4844
S38E145_RES_5274 | West | -37.4078 | 145.6356 | 850 | 18 | 4 | 1769 | 5.4 | 0.8 | 4 | 22.2222 | 3.4844
S38E145_RES_5366 | West | -37.4034 | 145.147 | 699 | 27 | 4 | 1967 | 3.9 | 0.4 | 11 | 14.8148 | 3.4844
S38E145_RES_5520 | West | -37.3937 | 145.6173 | 759 | 20 | 4 | 1800 | 5.2 | 0.7 | 5 | 20 | 3.4844
S38E145_RES_5581 | West | -37.3897 | 145.9038 | 1219 | 28 | 4 | 711 | 1.8 | 0.2 | 18 | 14.2857 | 3.4844
S38E145_RES_5584 | West | -37.3894 | 145.6146 | 709 | 19 | 4 | 1404 | 3.7 | 0.5 | 7 | 21.0526 | 3.4844
S38E145_RES_5733 | West | -37.3806 | 145.8614 | 870 | 22 | 4 | 1379 | 4 | 0.6 | 7 | 18.1818 | 3.4844
S38E145_RES_5741 | West | -37.38 | 145.9331 | 970 | 23 | 4 | 872 | 2.3 | 0.3 | 12 | 17.3913 | 3.4844
S38E145_RES_5843 | West | -37.3754 | 145.8846 | 961 | 22 | 4 | 890 | 2.3 | 0.3 | 14 | 18.1818 | 3.4844
S38E145_RES_5935 | West | -37.3703 | 145.6189 | 760 | 20 | 4 | 2109 | 4.9 | 0.6 | 7 | 20 | 3.4844
S38E145_RES_5936 | West | -37.37 | 145.5961 | 740 | 16 | 4 | 1756 | 5.3 | 0.8 | 6 | 25 | 3.4844
S38E145_RES_6073 | West | -37.3608 | 145.3164 | 560 | 10 | 4 | 1509 | 6.7 | 1.5 | 3 | 40 | 3.4844
S38E145_RES_6247 | West | -37.3495 | 145.8703 | 679 | 25 | 4 | 291 | 0.9 | 0.1 | 27 | 16 | 3.4844
S38E145_RES_6597 | West | -37.3186 | 145.2222 | 560 | 20 | 4 | 2271 | 5.2 | 0.6 | 6 | 20 | 3.4844
S38E145_RES_6556 | West | -37.322 | 145.5944 | 659 | 26 | 4 | 2295 | 4.1 | 0.4 | 11 | 15.3846 | 3.4844
S38E145_RES_6742 | West | -37.3018 | 145.6076 | 739 | 31 | 4 | 1404 | 2.3 | 0.2 | 18 | 12.9032 | 3.4844
S38E145_RES_6758 | West | -37.2967 | 145.5981 | 699 | 22 | 4 | 1448 | 3.1 | 0.3 | 11 | 18.1818 | 3.4844
S38E145_RES_6876 | West | -37.2758 | 145.598 | 709 | 20 | 4 | 1998 | 4.1 | 0.4 | 8 | 20 | 3.4844
S38E145_RES_6991 | West | -37.2539 | 145.5902 | 609 | 33 | 4 | 1077 | 2.3 | 0.2 | 17 | 12.1212 | 3.4844
S38E145_RES_6896 | West | -37.2703 | 145.1675 | 530 | 20 | 4 | 2438 | 7.1 | 1 | 4 | 20 | 3.4844
S38E145_RES_6939 | West | -37.2644 | 145.5861 | 670 | 29 | 4 | 1516 | 3.1 | 0.3 | 12 | 13.7931 | 3.4844
S38E145_RES_7057 | West | -37.2398 | 145.5506 | 689 | 24 | 4 | 1584 | 3.2 | 0.3 | 12 | 16.6667 | 3.4844
S38E145_RES_7229 | West | -37.1772 | 145.2125 | 570 | 25 | 4 | 1739 | 4 | 0.5 | 9 | 16 | 3.4844
S38E145_RES_7331 | West | -37.1675 | 145.22 | 580 | 31 | 4 | 1300 | 2.9 | 0.3 | 14 | 12.9032 | 3.4844
S38E145_RES_7297 | West | -37.1697 | 145.1817 | 670 | 10 | 4 | 1634 | 6.5 | 1.3 | 3 | 40 | 3.4844
S38E145_RES_7443 | West | -37.1583 | 145.2065 | 599 | 39 | 4 | 2203 | 3.7 | 0.3 | 13 | 10.2564 | 3.4844
S38E145_RES_7491 | West | -37.155 | 145.1422 | 510 | 22 | 4 | 1176 | 3.5 | 0.5 | 7 | 18.1818 | 3.4844
S38E145_RES_7612 | West | -37.1436 | 145.1436 | 480 | 24 | 4 | 1454 | 2.9 | 0.3 | 14 | 16.6667 | 3.4844
S38E145_RES_7682 | West | -37.1368 | 145.4885 | 501 | 22 | 4 | 1597 | 3.7 | 0.4 | 10 | 18.1818 | 3.4844
S38E145_RES_7697 | West | -37.1357 | 145.1854 | 592 | 25 | 4 | 3515 | 7.6 | 0.8 | 5 | 16 | 3.4844
S38E145_RES_7711 | West | -37.1331 | 145.1389 | 450 | 19 | 4 | 2104 | 5.4 | 0.7 | 6 | 21.0526 | 3.4844
S38E145_RES_7797 | West | -37.1274 | 145.1507 | 487 | 25 | 4 | 1436 | 2.9 | 0.3 | 14 | 16 | 3.4844
S38E145_RES_7883 | West | -37.1208 | 145.4916 | 541 | 30 | 4 | 1566 | 3.8 | 0.5 | 10 | 13.3333 | 3.4844
S38E145_RES_8016 | West | -37.1125 | 145.5067 | 490 | 29 | 4 | 941 | 1.8 | 0.2 | 24 | 13.7931 | 3.4844
S38E145_RES_8041 | West | -37.1112 | 145.4907 | 531 | 18 | 4 | 730 | 2.7 | 0.5 | 9 | 22.2222 | 3.4844
S38E145_RES_8124 | West | -37.1075 | 145.2653 | 470 | 33 | 4 | 1807 | 2.8 | 0.2 | 20 | 12.1212 | 3.4844
S38E145_RES_8198 | West | -37.1045 | 145.4906 | 601 | 22 | 4 | 2210 | 4.1 | 0.4 | 10 | 18.1818 | 3.4844
S38E145_RES_8228 | West | -37.1033 | 145.5319 | 541 | 19 | 4 | 2080 | 5.5 | 0.7 | 6 | 21.0526 | 3.4844
S38E145_RES_8254 | West | -37.1014 | 145.3961 | 600 | 15 | 4 | 1925 | 6.2 | 1 | 4 | 26.6667 | 3.4844
S38E145_RES_8268 | West | -37.1001 | 145.5494 | 562 | 18 | 4 | 2241 | 6.6 | 1 | 4 | 22.2222 | 3.4844
S38E145_RES_8298 | West | -37.0978 | 145.3938 | 601 | 16 | 4 | 1993 | 6.2 | 1 | 4 | 25 | 3.4844
S38E145_RES_8340 | West | -37.0911 | 145.3908 | 580 | 20 | 4 | 2099 | 5.4 | 0.7 | 6 | 20 | 3.4844
S38E145_RES_8345 | West | -37.0901 | 145.3948 | 598 | 27 | 4 | 2507 | 6.1 | 0.7 | 6 | 14.8148 | 3.4844
S38E145_RES_8346 | West | -37.0901 | 145.544 | 622 | 13 | 4 | 1702 | 5.9 | 1 | 3 | 30.7692 | 3.4844
S38E145_RES_8462 | West | -37.0381 | 145.5565 | 569 | 33 | 4 | 1486 | 4.2 | 0.6 | 8 | 12.1212 | 3.4844
S38E145_RES_8472 | West | -37.0036 | 145.5683 | 550 | 21 | 4 | 2631 | 4.9 | 0.5 | 9 | 19.0476 | 3.4844
S38E146_RES_1118 | Central | -37.8611 | 146.0684 | 592 | 13 | 4 | 1742 | 5.6 | 0.9 | 4 | 30.7692 | 3.4844
S38E146_RES_2122 | Central | -37.8187 | 146.0334 | 719 | 23 | 4 | 2041 | 4.5 | 0.5 | 8 | 17.3913 | 3.4844
S38E146_RES_2194 | Central | -37.8162 | 146.0988 | 957 | 30 | 4 | 778 | 0.9 | 0.1 | 77 | 13.3333 | 3.4844
S38E146_RES_2446 | Central | -37.8074 | 146.323 | 1109 | 20 | 4 | 2390 | 5.6 | 0.7 | 7 | 20 | 3.4844
S38E146_RES_2603 | Central | -37.8007 | 146.0468 | 803 | 12 | 4 | 1854 | 6.2 | 1 | 3 | 33.3333 | 3.4844
S38E146_RES_990 | Central | -37.8676 | 146.1637 | 609 | 12 | 4 | 1940 | 7.1 | 1.3 | 3 | 33.3333 | 3.4844
S38E146_RES_2901 | Central | -37.7881 | 146.1736 | 920 | 20 | 4 | 612 | 1.7 | 0.2 | 16 | 20 | 3.4844
S38E146_RES_3094 | Central | -37.7808 | 146.1455 | 1052 | 18 | 4 | 2133 | 5.8 | 0.8 | 6 | 22.2222 | 3.4844
S38E146_RES_3313 | Central | -37.7752 | 146.1685 | 1062 | 16 | 4 | 2193 | 6.4 | 0.9 | 4 | 25 | 3.4844
S38E146_RES_3200 | Central | -37.7775 | 146.2592 | 1180 | 19 | 4 | 951 | 2.3 | 0.3 | 14 | 21.0526 | 3.4844
S38E146_RES_3242 | Central | -37.7769 | 146.2764 | 1141 | 17 | 4 | 877 | 3.4 | 0.6 | 6 | 23.5294 | 3.4844
S38E146_RES_3381 | Central | -37.7736 | 146.5458 | 970 | 24 | 4 | 1861 | 4.1 | 0.5 | 8 | 16.6667 | 3.4844
S38E146_RES_3506 | Central | -37.7703 | 146.0833 | 899 | 41 | 4 | 568 | 1.4 | 0.2 | 22 | 9.7561 | 3.4844
S38E146_RES_3542 | Central | -37.7693 | 146.547 | 1012 | 20 | 4 | 1933 | 4.3 | 0.5 | 8 | 20 | 3.4844
S38E146_RES_3955 | Central | -37.752 | 146.1784 | 1059 | 20 | 4 | 1846 | 3.4 | 0.3 | 12 | 20 | 3.4844
S38E146_RES_3885 | Central | -37.7558 | 146.2935 | 1002 | 19 | 4 | 1636 | 4.2 | 0.5 | 7 | 21.0526 | 3.4844
S38E146_RES_4117 | Central | -37.7422 | 146.1958 | 1061 | 26 | 4 | 711 | 1.4 | 0.1 | 26 | 15.3846 | 3.4844
S38E146_RES_4609 | Central | -37.7014 | 146.1435 | 1019 | 30 | 4 | 1119 | 2.3 | 0.2 | 18 | 13.3333 | 3.4844
S38E146_RES_4625 | Central | -37.6994 | 146.1483 | 1009 | 25 | 4 | 648 | 1.4 | 0.2 | 25 | 16 | 3.4844
S38E146_RES_10585 | Central | -37.3193 | 146.4517 | 1001 | 25 | 4 | 575 | 1.5 | 0.2 | 20 | 16 | 3.4844
S38E146_RES_11241 | Central | -37.1822 | 146.2503 | 680 | 31 | 4 | 396 | 1.3 | 0.2 | 22 | 12.9032 | 3.4844
S38E146_RES_12716 | Central | -37.02 | 146.3094 | 900 | 25 | 4 | 1257 | 3.1 | 0.4 | 11 | 16 | 3.4844
S38E146_RES_5762 | Central | -37.6175 | 146.1528 | 1159 | 31 | 4 | 1905 | 3.1 | 0.3 | 14 | 12.9032 | 3.4844
S38E146_RES_6394 | Central | -37.5854 | 146.4984 | 1281 | 10 | 4 | 1718 | 7.4 | 1.6 | 3 | 40 | 3.4844
S38E146_RES_7898 | Central | -37.4914 | 146.9867 | 1030 | 23 | 4 | 587 | 1.6 | 0.2 | 16 | 17.3913 | 3.4844
S38E146_RES_8180 | Central | -37.4817 | 146.9789 | 1020 | 14 | 4 | 1433 | 5 | 0.9 | 4 | 28.5714 | 3.4844
S38E146_RES_8284 | Central | -37.4772 | 146.983 | 1000 | 20 | 4 | 1459 | 4.2 | 0.6 | 7 | 20 | 3.4844
S38E146_RES_8705 | Central | -37.4511 | 146.5128 | 680 | 29 | 4 | 371 | 1.1 | 0.2 | 23 | 13.7931 | 3.4844
S38E146_RES_9536 | Central | -37.4143 | 146.7915 | 1358 | 30 | 4 | 2085 | 4.1 | 0.4 | 10 | 13.3333 | 3.4844
S38E146_RES_9653 | Central | -37.4083 | 146.8348 | 1331 | 15 | 4 | 1391 | 5 | 0.9 | 4 | 26.6667 | 3.4844
S38E146_RES_9759 | Central | -37.4032 | 146.8146 | 1392 | 24 | 4 | 2844 | 5.5 | 0.5 | 7 | 16.6667 | 3.4844
S38E146_RES_9807 | Central | -37.4011 | 146.7869 | 1260 | 22 | 4 | 433 | 1.5 | 0.3 | 15 | 18.1818 | 3.4844
S38E147_RES_193 | Central | -37.6022 | 147.0637 | 659 | 25 | 4 | 562 | 1.6 | 0.2 | 18 | 16 | 3.4844
S38E147_RES_705 | Central | -37.512 | 147.0109 | 1229 | 26 | 4 | 525 | 1.3 | 0.2 | 29 | 15.3846 | 3.4844
S38E147_RES_2769 | Central | -37.3797 | 147.5169 | 1130 | 15 | 4 | 1101 | 3.9 | 0.7 | 6 | 26.6667 | 3.4844
S38E147_RES_3379 | Central | -37.3606 | 147.7172 | 700 | 27 | 4 | 433 | 1.3 | 0.2 | 22 | 14.8148 | 3.4844
S38E147_RES_3572 | Central | -37.355 | 147.645 | 850 | 23 | 4 | 643 | 1.8 | 0.3 | 15 | 17.3913 | 3.4844
S38E147_RES_3697 | Central | -37.3521 | 147.5421 | 1071 | 20 | 4 | 1646 | 4.2 | 0.5 | 7 | 20 | 3.4844
S38E147_RES_3770 | Central | -37.35 | 147.5441 | 1051 | 25 | 4 | 1231 | 2.1 | 0.2 | 20 | 16 | 3.4844
S38E147_RES_3815 | Central | -37.3489 | 147.7133 | 640 | 22 | 4 | 402 | 1.2 | 0.2 | 21 | 18.1818 | 3.4844
S38E147_RES_4707 | Central | -37.3206 | 147.6874 | 629 | 28 | 4 | 1380 | 3.1 | 0.4 | 12 | 14.2857 | 3.4844
S38E147_RES_5211 | Central | -37.3083 | 147.53 | 1240 | 29 | 4 | 1305 | 2.1 | 0.2 | 24 | 13.7931 | 3.4844
S38E147_RES_5232 | Central | -37.3079 | 147.1792 | 1172 | 21 | 4 | 940 | 2.4 | 0.3 | 15 | 19.0476 | 3.4844
S38E147_RES_10001 | Central | -37.1524 | 147.8984 | 1391 | 33 | 4 | 1485 | 2.7 | 0.2 | 14 | 12.1212 | 3.4844
S38E147_RES_10172 | Central | -37.1476 | 147.1976 | 1451 | 32 | 4 | 2117 | 3.8 | 0.3 | 12 | 12.5 | 3.4844
S38E147_RES_10208 | Central | -37.1464 | 147.1725 | 1500 | 11 | 4 | 1547 | 5.9 | 1.1 | 3 | 36.3636 | 3.4844
S38E147_RES_10287 | Central | -37.1433 | 147.2018 | 1471 | 10 | 4 | 1721 | 7 | 1.4 | 3 | 40 | 3.4844
S38E147_RES_10441 | Central | -37.1391 | 147.6851 | 909 | 23 | 4 | 563 | 1.9 | 0.3 | 11 | 17.3913 | 3.4844
S38E147_RES_10494 | Central | -37.1375 | 147.3394 | 1130 | 28 | 4 | 736 | 1.6 | 0.2 | 23 | 14.2857 | 3.4844
S38E147_RES_10508 | Central | -37.1371 | 147.1511 | 1512 | 20 | 4 | 2797 | 6.2 | 0.7 | 5 | 20 | 3.4844
S38E147_RES_10536 | Central | -37.1361 | 147.9055 | 1351 | 13 | 4 | 1869 | 6.1 | 1 | 4 | 30.7692 | 3.4844
S38E147_RES_10597 | Central | -37.1343 | 147.3518 | 1079 | 20 | 4 | 1615 | 3.9 | 0.5 | 8 | 20 | 3.4844
S38E147_RES_10640 | Central | -37.1333 | 147.9353 | 1240 | 21 | 4 | 2538 | 5.8 | 0.7 | 6 | 19.0476 | 3.4844
S38E147_RES_11034 | Central | -37.1165 | 147.3451 | 1097 | 26 | 4 | 619 | 1.5 | 0.2 | 22 | 15.3846 | 3.4844
S38E147_RES_11055 | Central | -37.1156 | 147.3291 | 1168 | 26 | 4 | 811 | 1.5 | 0.1 | 27 | 15.3846 | 3.4844
S38E147_RES_11138 | Central | -37.1135 | 147.3301 | 1191 | 33 | 4 | 1950 | 2.5 | 0.2 | 25 | 12.1212 | 3.4844
S38E147_RES_11285 | Central | -37.1084 | 147.9264 | 1188 | 26 | 4 | 997 | 2.8 | 0.4 | 10 | 15.3846 | 3.4844
S38E147_RES_11473 | Central | -37.1017 | 147.7107 | 1062 | 26 | 4 | 470 | 1.5 | 0.2 | 16 | 15.3846 | 3.4844
S38E147_RES_11567 | Central | -37.0988 | 147.9791 | 1298 | 16 | 4 | 1659 | 5.7 | 1 | 4 | 25 | 3.4844
S38E147_RES_12177 | Central | -37.0669 | 147.3386 | 1269 | 15 | 4 | 2142 | 5.6 | 0.7 | 5 | 26.6667 | 3.4844
S38E147_RES_12186 | Central | -37.0664 | 147.5622 | 951 | 25 | 4 | 1201 | 3.1 | 0.4 | 10 | 16 | 3.4844
S38E147_RES_12193 | Central | -37.066 | 147.3246 | 1299 | 31 | 4 | 978 | 1.9 | 0.2 | 23 | 12.9032 | 3.4844
S38E147_RES_12432 | Central | -37.0496 | 147.3513 | 1272 | 14 | 4 | 2211 | 7.3 | 1.2 | 3 | 28.5714 | 3.4844
S38E147_RES_12650 | Central | -37.0379 | 147.3122 | 1342 | 26 | 4 | 2706 | 5.4 | 0.5 | 8 | 15.3846 | 3.4844
S38E147_RES_12676 | Central | -37.0367 | 147.2997 | 1350 | 23 | 4 | 2192 | 4.1 | 0.4 | 10 | 17.3913 | 3.4844
S38E147_RES_12784 | Central | -37.0335 | 147.4226 | 1127 | 36 | 4 | 1288 | 2.6 | 0.3 | 16 | 11.1111 | 3.4844
S38E147_RES_13228 | Central | -37.0153 | 147.3703 | 1260 | 26 | 4 | 452 | 1.2 | 0.2 | 23 | 15.3846 | 3.4844
S38E147_RES_6109 | Central | -37.2781 | 147.4547 | 900 | 26 | 4 | 1386 | 2.6 | 0.2 | 16 | 15.3846 | 3.4844
S38E147_RES_6162 | Central | -37.2763 | 147.4521 | 897 | 33 | 4 | 1361 | 2.9 | 0.3 | 14 | 12.1212 | 3.4844
S38E147_RES_6607 | Central | -37.2632 | 147.9517 | 1109 | 28 | 4 | 557 | 1.4 | 0.2 | 21 | 14.2857 | 3.4844
S38E147_RES_6749 | Central | -37.2589 | 147.3905 | 1029 | 23 | 4 | 427 | 1.1 | 0.1 | 26 | 17.3913 | 3.4844
S38E147_RES_6929 | Central | -37.2527 | 147.403 | 1109 | 23 | 4 | 278 | 0.8 | 0.1 | 30 | 17.3913 | 3.4844
S38E147_RES_7063 | Central | -37.2483 | 147.9562 | 1012 | 27 | 4 | 582 | 1.5 | 0.2 | 24 | 14.8148 | 3.4844
S38E147_RES_7363 | Central | -37.2369 | 147.9353 | 1090 | 24 | 4 | 464 | 1.5 | 0.3 | 16 | 16.6667 | 3.4844
S38E147_RES_7464 | Central | -37.2332 | 147.2017 | 1281 | 16 | 4 | 2302 | 6 | 0.8 | 5 | 25 | 3.4844
S38E147_RES_7675 | Central | -37.2258 | 147.3833 | 1200 | 30 | 4 | 903 | 2.2 | 0.3 | 17 | 13.3333 | 3.4844
S38E147_RES_7921 | Central | -37.2194 | 147.3906 | 1260 | 20 | 4 | 872 | 3.1 | 0.6 | 6 | 20 | 3.4844
S38E147_RES_8139 | Central | -37.2136 | 147.2067 | 1360 | 13 | 4 | 2289 | 7.8 | 1.3 | 3 | 30.7692 | 3.4844
S38E147_RES_8408 | Central | -37.2047 | 147.2056 | 1340 | 30 | 4 | 2784 | 4.2 | 0.3 | 11 | 13.3333 | 3.4844
S38E147_RES_8444 | Central | -37.2039 | 147.4611 | 1340 | 26 | 4 | 1238 | 2.5 | 0.3 | 14 | 15.3846 | 3.4844
S38E147_RES_8614 | Central | -37.1988 | 147.9116 | 1309 | 27 | 4 | 1293 | 3.3 | 0.4 | 10 | 14.8148 | 3.4844
S38E147_RES_8767 | Central | -37.1944 | 147.2047 | 1340 | 19 | 4 | 2042 | 5.1 | 0.6 | 6 | 21.0526 | 3.4844
S38E147_RES_8910 | Central | -37.1904 | 147.2035 | 1347 | 14 | 4 | 2215 | 6.9 | 1.1 | 3 | 28.5714 | 3.4844
S38E147_RES_8972 | Central | -37.1888 | 147.9696 | 1128 | 25 | 4 | 1225 | 3 | 0.4 | 10 | 16 | 3.4844
S38E147_RES_9206 | Central | -37.1818 | 147.216 | 1359 | 10 | 4 | 1708 | 7.2 | 1.5 | 2 | 40 | 3.4844
S38E147_RES_9227 | Central | -37.1812 | 147.9144 | 1261 | 26 | 4 | 1665 | 2.4 | 0.2 | 20 | 15.3846 | 3.4844
S38E147_RES_9484 | Central | -37.1717 | 147.3723 | 1191 | 18 | 4 | 1510 | 4.3 | 0.6 | 6 | 22.2222 | 3.4844
S38E147_RES_9501 | Central | -37.1711 | 147.8899 | 1361 | 24 | 4 | 885 | 2.4 | 0.3 | 13 | 16.6667 | 3.4844
S38E147_RES_9528 | Central | -37.1702 | 147.1963 | 1399 | 38 | 4 | 3855 | 6.8 | 0.6 | 7 | 10.5263 | 3.4844
S38E147_RES_9780 | Central | -37.1603 | 147.2166 | 1379 | 26 | 4 | 1535 | 3.7 | 0.5 | 10 | 15.3846 | 3.4844
S38E147_RES_9813 | Central | -37.1593 | 147.8922 | 1419 | 27 | 4 | 1857 | 3.4 | 0.3 | 14 | 14.8148 | 3.4844
S38E147_RES_9816 | Central | -37.1592 | 147.65 | 760 | 34 | 4 | 2061 | 3.4 | 0.3 | 15 | 11.7647 | 3.4844
S38E147_RES_9841 | Central | -37.1583 | 147.6328 | 780 | 20 | 4 | 1702 | 4.5 | 0.6 | 6 | 20 | 3.4844
S38E147_RES_9852 | Central | -37.158 | 147.9865 | 1207 | 29 | 4 | 2420 | 5.5 | 0.6 | 7 | 13.7931 | 3.4844
S38E148_RES_1048 | East | -37.3694 | 148.95 | 660 | 20 | 4 | 656 | 1.9 | 0.3 | 13 | 20 | 3.4844
S38E148_RES_1483 | East | -37.3372 | 148.1065 | 692 | 21 | 4 | 1398 | 2.8 | 0.3 | 15 | 19.0476 | 3.4844
S38E148_RES_1583 | East | -37.3329 | 148.96 | 919 | 18 | 4 | 860 | 2.6 | 0.4 | 9 | 22.2222 | 3.4844
S38E148_RES_1551 | East | -37.3344 | 148.296 | 712 | 32 | 4 | 1763 | 2.9 | 0.2 | 19 | 12.5 | 3.4844
S38E148_RES_1847 | East | -37.3196 | 148.0974 | 760 | 12 | 4 | 1744 | 6.6 | 1.3 | 3 | 33.3333 | 3.4844
S38E148_RES_1857 | East | -37.3193 | 148.2997 | 669 | 17 | 4 | 1472 | 4.4 | 0.7 | 5 | 23.5294 | 3.4844
S38E148_RES_2022 | East | -37.3106 | 148.1064 | 710 | 21 | 4 | 1497 | 3.3 | 0.4 | 10 | 19.0476 | 3.4844
S38E148_RES_320 | East | -37.4547 | 148.1086 | 500 | 21 | 4 | 1540 | 4 | 0.5 | 7 | 19.0476 | 3.4844
S38E148_RES_487 | East | -37.4296 | 148.1152 | 569 | 33 | 4 | 878 | 2.1 | 0.2 | 17 | 12.1212 | 3.4844
S38E148_RES_928 | East | -37.3783 | 148.2894 | 690 | 29 | 4 | 1144 | 2.9 | 0.4 | 11 | 13.7931 | 3.4844
S38E148_RES_2657 | East | -37.2806 | 148.8191 | 988 | 22 | 4 | 1677 | 4.3 | 0.6 | 8 | 18.1818 | 3.4844
S38E148_RES_2825 | East | -37.2708 | 148.2089 | 660 | 24 | 4 | 396 | 1.1 | 0.2 | 22 | 16.6667 | 3.4844
S38E148_RES_2827 | East | -37.2708 | 148.8281 | 959 | 24 | 4 | 1776 | 4.6 | 0.6 | 7 | 16.6667 | 3.4844
S38E148_RES_3017 | East | -37.2603 | 148.0888 | 859 | 15 | 4 | 1281 | 4.5 | 0.8 | 4 | 26.6667 | 3.4844
S38E148_RES_3034 | East | -37.2591 | 148.8045 | 829 | 22 | 4 | 1429 | 4.4 | 0.7 | 6 | 18.1818 | 3.4844
S38E148_RES_3053 | East | -37.2578 | 148.3131 | 720 | 21 | 4 | 2846 | 7 | 0.9 | 5 | 19.0476 | 3.4844
S38E148_RES_3079 | East | -37.256 | 148.2918 | 723 | 13 | 4 | 2252 | 7.6 | 1.3 | 3 | 30.7692 | 3.4844
S38E148_RES_3205 | East | -37.2468 | 148.1028 | 699 | 29 | 4 | 2029 | 5.6 | 0.8 | 6 | 13.7931 | 3.4844
S38E148_RES_3125 | East | -37.2523 | 148.2993 | 731 | 11 | 4 | 2413 | 8.6 | 1.5 | 2 | 36.3636 | 3.4844
S38E148_RES_3346 | East | -37.2347 | 148.2758 | 790 | 18 | 4 | 1479 | 4.4 | 0.7 | 7 | 22.2222 | 3.4844
S38E148_RES_3522 | East | -37.2258 | 148.2826 | 829 | 21 | 4 | 2326 | 4.8 | 0.5 | 9 | 19.0476 | 3.4844
S38E148_RES_3528 | East | -37.2258 | 148.0086 | 1079 | 33 | 4 | 1039 | 1.7 | 0.1 | 28 | 12.1212 | 3.4844
S38E148_RES_3772 | East | -37.2125 | 148.2772 | 780 | 32 | 4 | 2104 | 3.2 | 0.2 | 16 | 12.5 | 3.4844
S38E148_RES_3868 | East | -37.2053 | 148.2894 | 780 | 29 | 4 | 2426 | 4 | 0.3 | 11 | 13.7931 | 3.4844
S38E148_RES_3920 | East | -37.2021 | 148.7669 | 961 | 15 | 4 | 2203 | 6.2 | 0.9 | 5 | 26.6667 | 3.4844
S38E148_RES_4012 | East | -37.1981 | 148.2769 | 800 | 13 | 4 | 2549 | 8.3 | 1.4 | 3 | 30.7692 | 3.4844
S38E148_RES_4080 | East | -37.1942 | 148.3178 | 730 | 14 | 4 | 2054 | 6.3 | 1 | 4 | 28.5714 | 3.4844
S38E148_RES_4209 | East | -37.1878 | 148.2719 | 790 | 11 | 4 | 2024 | 7 | 1.2 | 3 | 36.3636 | 3.4844
S38E148_RES_4395 | East | -37.1767 | 148.0707 | 1071 | 28 | 4 | 1473 | 2.8 | 0.3 | 15 | 14.2857 | 3.4844
S38E148_RES_4448 | East | -37.1742 | 148.0442 | 1080 | 50 | 4 | 947 | 1.5 | 0.1 | 34 | 8 | 3.4844
S38E148_RES_4485 | East | -37.1725 | 148.2481 | 850 | 35 | 4 | 2123 | 3.3 | 0.3 | 15 | 11.4286 | 3.4844
S38E148_RES_4616 | East | -37.1632 | 148.206 | 1029 | 23 | 4 | 798 | 2.4 | 0.4 | 10 | 17.3913 | 3.4844
S38E148_RES_5029 | East | -37.1322 | 148.0963 | 979 | 29 | 4 | 1609 | 3.5 | 0.4 | 9 | 13.7931 | 3.4844
S38E148_RES_5196 | East | -37.1229 | 148.0501 | 1301 | 12 | 4 | 1516 | 6 | 1.2 | 3 | 33.3333 | 3.4844
S38E148_RES_5251 | East | -37.119 | 148.0691 | 1189 | 28 | 4 | 1702 | 2.4 | 0.2 | 21 | 14.2857 | 3.4844
S38E148_RES_5559 | East | -37.1038 | 148.2694 | 859 | 37 | 4 | 2303 | 3.1 | 0.2 | 17 | 10.8108 | 3.4844
S38E148_RES_5682 | East | -37.0989 | 148.2767 | 851 | 39 | 4 | 2216 | 2.7 | 0.2 | 24 | 10.2564 | 3.4844
S38E148_RES_5867 | East | -37.0903 | 148.2405 | 959 | 12 | 4 | 2043 | 7 | 1.2 | 3 | 33.3333 | 3.4844
S38E148_RES_5826 | East | -37.0936 | 148.5625 | 660 | 24 | 4 | 1875 | 3.6 | 0.3 | 11 | 16.6667 | 3.4844
S38E148_RES_5923 | East | -37.0829 | 148.2682 | 891 | 13 | 4 | 2117 | 7.9 | 1.5 | 3 | 30.7692 | 3.4844
S38E148_RES_5939 | East | -37.0814 | 148.2261 | 1000 | 43 | 4 | 1535 | 3.2 | 0.3 | 13 | 9.3023 | 3.4844
S38E148_RES_5922 | East | -37.0831 | 148.2717 | 890 | 12 | 4 | 1919 | 7.1 | 1.3 | 3 | 33.3333 | 3.4844
S38E148_RES_5880 | East | -37.0889 | 148.2496 | 931 | 17 | 4 | 1857 | 5 | 0.7 | 6 | 23.5294 | 3.4844
S38E148_RES_6074 | East | -37.0625 | 148.299 | 829 | 19 | 4 | 2315 | 6 | 0.8 | 5 | 21.0526 | 3.4844
S38E148_RES_6170 | East | -37.0528 | 148.2303 | 970 | 25 | 4 | 959 | 3 | 0.5 | 9 | 16 | 3.4844
S38E148_RES_6278 | East | -37.0392 | 148.2779 | 921 | 28 | 4 | 1826 | 3.7 | 0.4 | 11 | 14.2857 | 3.4844
S38E148_RES_6676 | East | -37.0092 | 148.2838 | 889 | 15 | 4 | 1696 | 5.9 | 1 | 4 | 26.6667 | 3.4844
S38E148_RES_6728 | East | -37.0035 | 148.2737 | 889 | 15 | 4 | 1957 | 6.8 | 1.2 | 4 | 26.6667 | 3.4844
S38E148_RES_6682 | East | -37.0083 | 148.2694 | 890 | 20 | 4 | 1981 | 5.4 | 0.7 | 6 | 20 | 3.4844
S38E149_RES_34 | East | -37.4536 | 149.0947 | 530 | 27 | 4 | 804 | 1.5 | 0.1 | 26 | 14.8148 | 3.4844
S38E149_RES_106 | East | -37.4421 | 149.1158 | 630 | 27 | 4 | 1181 | 2.7 | 0.3 | 13 | 14.8148 | 3.4844
S38E149_RES_983 | East | -37.2335 | 149.2069 | 679 | 28 | 4 | 495 | 1.5 | 0.2 | 20 | 14.2857 | 3.4844
S38E149_RES_1053 | East | -37.2292 | 149.0508 | 940 | 12 | 4 | 1869 | 5.6 | 0.8 | 4 | 33.3333 | 3.4844
S38E149_RES_1065 | East | -37.2269 | 149.0675 | 1031 | 17 | 4 | 2314 | 6.3 | 0.8 | 5 | 23.5294 | 3.4844
S38E149_RES_1170 | East | -37.2189 | 149.2028 | 870 | 32 | 4 | 1745 | 3.5 | 0.4 | 12 | 12.5 | 3.4844
S38E149_RES_1592 | East | -37.1847 | 149.0625 | 950 | 17 | 4 | 1714 | 5.3 | 0.8 | 5 | 23.5294 | 3.4844
S38E149_RES_1603 | East | -37.184 | 149.1507 | 869 | 26 | 4 | 947 | 2.1 | 0.2 | 18 | 15.3846 | 3.4844
S38E149_RES_1610 | East | -37.1833 | 149.0803 | 921 | 26 | 4 | 2116 | 5 | 0.6 | 7 | 15.3846 | 3.4844
S38E149_RES_1656 | East | -37.1803 | 149.0642 | 940 | 25 | 4 | 1795 | 3.4 | 0.3 | 13 | 16 | 3.4844
S38E149_RES_1705 | East | -37.1739 | 149.1144 | 849 | 33 | 4 | 2692 | 4.1 | 0.3 | 11 | 12.1212 | 3.4844
S38E149_RES_1751 | East | -37.1671 | 149.0819 | 879 | 24 | 4 | 1677 | 4.7 | 0.6 | 7 | 16.6667 | 3.4844
S39E143_RES_144 | West | -38.6802 | 143.7151 | 439 | 24 | 4 | 1609 | 3.4 | 0.4 | 12 | 16.6667 | 3.4844
S39E143_RES_264 | West | -38.6692 | 143.703 | 419 | 30 | 4 | 946 | 2 | 0.2 | 19 | 13.3333 | 3.4844
S39E143_RES_321 | West | -38.6618 | 143.7199 | 481 | 10 | 4 | 1700 | 6.8 | 1.4 | 3 | 40 | 3.4844
S39E143_RES_409 | West | -38.6414 | 143.4181 | 380 | 28 | 4 | 739 | 1.9 | 0.3 | 17 | 14.2857 | 3.4844
S39E143_RES_440 | West | -38.6381 | 143.5133 | 470 | 20 | 4 | 1527 | 3.7 | 0.4 | 8 | 20 | 3.4844
S39E143_RES_454 | West | -38.6361 | 143.5556 | 510 | 20 | 4 | 1536 | 3.5 | 0.4 | 9 | 20 | 3.4844
S39E143_RES_528 | West | -38.6272 | 143.5406 | 491 | 24 | 4 | 1374 | 3.7 | 0.5 | 8 | 16.6667 | 3.4844
S39E143_RES_542 | West | -38.6261 | 143.5 | 470 | 29 | 4 | 1840 | 3.6 | 0.4 | 10 | 13.7931 | 3.4844
S39E143_RES_574 | West | -38.6237 | 143.5315 | 469 | 32 | 4 | 1769 | 3.9 | 0.4 | 10 | 12.5 | 3.4844
S39E143_RES_608 | West | -38.6203 | 143.5903 | 450 | 31 | 4 | 1423 | 3.2 | 0.4 | 12 | 12.9032 | 3.4844
S39E143_RES_611 | West | -38.62 | 143.536 | 431 | 26 | 4 | 1925 | 4.1 | 0.4 | 9 | 15.3846 | 3.4844
S39E143_RES_664 | West | -38.486 | 143.9194 | 449 | 16 | 4 | 1703 | 5.3 | 0.8 | 4 | 25 | 3.4844
S39E146_RES_109 | Central | -38.4862 | 146.4614 | 393 | 23 | 4 | 1257 | 2.4 | 0.2 | 18 | 17.3913 | 3.4844
S39E146_RES_148 | Central | -38.4775 | 146.4762 | 443 | 17 | 4 | 1384 | 3.3 | 0.4 | 9 | 23.5294 | 3.4844
S39E146_RES_233 | Central | -38.4594 | 146.591 | 389 | 28 | 4 | 1071 | 2.5 | 0.3 | 14 | 14.2857 | 3.4844
S39E146_RES_243 | Central | -38.4578 | 146.5708 | 480 | 26 | 4 | 1184 | 2.8 | 0.3 | 13 | 15.3846 | 3.4844
S39E146_RES_569 | Central | -38.4015 | 146.668 | 479 | 26 | 4 | 928 | 2 | 0.2 | 18 | 15.3846 | 3.4844
S39E146_RES_682 | Central | -38.3907 | 146.5712 | 592 | 20 | 4 | 813 | 2.5 | 0.4 | 10 | 20 | 3.4844
S39E146_RES_692 | Central | -38.39 | 146.6544 | 560 | 20 | 4 | 1271 | 3 | 0.4 | 10 | 20 | 3.4844
S39E146_RES_731 | Central | -38.3867 | 146.6708 | 540 | 35 | 4 | 1589 | 2.9 | 0.3 | 15 | 11.4286 | 3.4844
S39E146_RES_838 | Central | -38.3725 | 146.6664 | 520 | 21 | 4 | 1017 | 2.1 | 0.2 | 18 | 19.0476 | 3.4844
S39E146_RES_946 | Central | -38.3513 | 146.5628 | 441 | 21 | 4 | 1550 | 4.1 | 0.5 | 7 | 19.0476 | 3.4844
S39E146_RES_987 | Central | -38.2635 | 146.0799 | 438 | 26 | 4 | 2182 | 2.9 | 0.2 | 20 | 15.3846 | 3.4844
S37E145_RES_67 | West | -36.9275 | 145.8844 | 779 | 32 | 3 | 1517 | 2.6 | 0.2 | 13 | 9.375 | 2.6133
S37E145_RES_121 | West | -36.923 | 145.9156 | 949 | 19 | 3 | 1065 | 2.3 | 0.2 | 13 | 15.7895 | 2.6133
S37E145_RES_201 | West | -36.914 | 145.8821 | 787 | 18 | 3 | 1654 | 3.8 | 0.4 | 6 | 16.6667 | 2.6133
S37E145_RES_206 | West | -36.9139 | 145.9522 | 580 | 16 | 3 | 824 | 2.6 | 0.4 | 6 | 18.75 | 2.6133
S37E145_RES_242 | West | -36.9114 | 145.8833 | 760 | 18 | 3 | 823 | 2.5 | 0.4 | 9 | 16.6667 | 2.6133
S37E145_RES_259 | West | -36.9103 | 145.9449 | 621 | 21 | 3 | 1096 | 2.5 | 0.3 | 12 | 14.2857 | 2.6133
S37E145_RES_277 | West | -36.9069 | 145.9567 | 580 | 11 | 3 | 1809 | 5.9 | 1 | 3 | 27.2727 | 2.6133
S37E145_RES_309 | West | -36.903 | 145.8837 | 781 | 15 | 3 | 2112 | 5.1 | 0.6 | 5 | 20 | 2.6133
S37E145_RES_328 | West | -36.9 | 145.8957 | 811 | 22 | 3 | 1226 | 3 | 0.4 | 9 | 13.6364 | 2.6133
S37E145_RES_358 | West | -36.8959 | 145.9038 | 829 | 11 | 3 | 2056 | 6 | 0.9 | 3 | 27.2727 | 2.6133
S37E145_RES_465 | West | -36.8783 | 145.9476 | 751 | 11 | 3 | 1683 | 5.2 | 0.8 | 3 | 27.2727 | 2.6133
S37E145_RES_484 | West | -36.8738 | 145.9069 | 731 | 19 | 3 | 2038 | 4.7 | 0.5 | 6 | 15.7895 | 2.6133
S37E145_RES_493 | West | -36.8708 | 145.8958 | 690 | 14 | 3 | 725 | 2.3 | 0.4 | 7 | 21.4286 | 2.6133
S37E145_RES_524 | West | -36.8602 | 145.6612 | 549 | 12 | 3 | 1535 | 4.8 | 0.8 | 4 | 25 | 2.6133
S37E145_RES_565 | West | -36.8498 | 145.6471 | 542 | 10 | 3 | 2101 | 6.1 | 0.9 | 3 | 30 | 2.6133
S37E145_RES_702 | West | -36.8292 | 145.662 | 559 | 18 | 3 | 2389 | 4.9 | 0.5 | 6 | 16.6667 | 2.6133
S37E145_RES_709 | West | -36.8286 | 145.8903 | 690 | 17 | 3 | 1654 | 3.6 | 0.4 | 7 | 17.6471 | 2.6133
S37E145_RES_759 | West | -36.8225 | 145.6608 | 510 | 22 | 3 | 1531 | 3.5 | 0.4 | 6 | 13.6364 | 2.6133
S37E145_RES_800 | West | -36.8199 | 145.9094 | 572 | 24 | 3 | 1660 | 3 | 0.3 | 11 | 12.5 | 2.6133
S37E145_RES_860 | West | -36.8101 | 145.7225 | 611 | 13 | 3 | 1711 | 5.6 | 0.9 | 4 | 23.0769 | 2.6133
S37E145_RES_896 | West | -36.7797 | 145.885 | 610 | 14 | 3 | 1549 | 3.5 | 0.4 | 7 | 21.4286 | 2.6133
S37E145_RES_994 | West | -36.7551 | 145.8872 | 589 | 17 | 3 | 1146 | 3.2 | 0.5 | 6 | 17.6471 | 2.6133
S37E145_RES_1004 | West | -36.7523 | 145.8754 | 608 | 9 | 3 | 1858 | 6.3 | 1.1 | 3 | 33.3333 | 2.6133
S37E145_RES_1040 | West | -36.745 | 145.8915 | 569 | 34 | 3 | 1282 | 2 | 0.2 | 17 | 8.8235 | 2.6133
S37E145_RES_1092 | West | -36.7349 | 145.9033 | 549 | 17 | 3 | 1475 | 3.5 | 0.4 | 7 | 17.6471 | 2.6133
S37E145_RES_1096 | West | -36.7344 | 145.8831 | 539 | 19 | 3 | 1090 | 3.4 | 0.5 | 6 | 15.7895 | 2.6133
S37E145_RES_1108 | West | -36.7331 | 145.8831 | 550 | 14 | 3 | 1351 | 3.5 | 0.5 | 5 | 21.4286 | 2.6133
S37E145_RES_1141 | West | -36.7276 | 145.9153 | 561 | 17 | 3 | 1859 | 4 | 0.4 | 7 | 17.6471 | 2.6133
S37E145_RES_1172 | West | -36.715 | 145.7175 | 530 | 14 | 3 | 2155 | 4 | 0.4 | 7 | 21.4286 | 2.6133
S37E145_RES_1182 | West | -36.7075 | 145.8204 | 562 | 12 | 3 | 1624 | 4.9 | 0.7 | 4 | 25 | 2.6133
S37E146_RES_1010 | Central | -36.9274 | 146.316 | 832 | 16 | 3 | 991 | 2.3 | 0.3 | 10 | 18.75 | 2.6133
S37E146_RES_1026 | Central | -36.9258 | 146.2817 | 840 | 14 | 3 | 1715 | 5.5 | 0.9 | 4 | 21.4286 | 2.6133
S37E146_RES_1056 | Central | -36.9231 | 146.2817 | 840 | 17 | 3 | 1721 | 4.1 | 0.5 | 7 | 17.6471 | 2.6133
S37E146_RES_1087 | Central | -36.9207 | 146.2893 | 831 | 15 | 3 | 1307 | 2.9 | 0.3 | 8 | 20 | 2.6133
S37E146_RES_1104 | Central | -36.9184 | 146.3509 | 839 | 18 | 3 | 966 | 3.3 | 0.6 | 6 | 16.6667 | 2.6133
S37E146_RES_1498 | Central | -36.8811 | 146.2622 | 869 | 15 | 3 | 576 | 1.5 | 0.2 | 12 | 20 | 2.6133
S37E146_RES_1502 | Central | -36.8803 | 146.2411 | 890 | 9 | 3 | 1220 | 3.9 | 0.6 | 4 | 33.3333 | 2.6133
S37E146_RES_1545 | Central | -36.8773 | 146.249 | 869 | 26 | 3 | 1562 | 3 | 0.3 | 11 | 11.5385 | 2.6133
S37E146_RES_1547 | Central | -36.8773 | 146.1801 | 809 | 28 | 3 | 2453 | 4 | 0.3 | 9 | 10.7143 | 2.6133
S37E146_RES_1594 | Central | -36.8727 | 146.1282 | 681 | 20 | 3 | 1983 | 5.1 | 0.7 | 5 | 15 | 2.6133
S37E146_RES_1809 | Central | -36.8492 | 146.2604 | 779 | 12 | 3 | 1766 | 5.3 | 0.8 | 4 | 25 | 2.6133
S37E146_RES_1811 | Central | -36.8489 | 146.1873 | 753 | 11 | 3 | 2044 | 5.2 | 0.7 | 4 | 27.2727 | 2.6133
S37E146_RES_1834 | Central | -36.8467 | 146.2635 | 789 | 15 | 3 | 1778 | 4.5 | 0.6 | 5 | 20 | 2.6133
S37E146_RES_1868 | Central | -36.8436 | 146.1875 | 760 | 11 | 3 | 1982 | 6.4 | 1 | 3 | 27.2727 | 2.6133
S37E146_RES_1922 | Central | -36.8392 | 146.2607 | 761 | 13 | 3 | 1777 | 5.1 | 0.7 | 4 | 23.0769 | 2.6133
S37E146_RES_1953 | Central | -36.8356 | 146.1864 | 780 | 9 | 3 | 1529 | 5.5 | 1 | 3 | 33.3333 | 2.6133
S37E146_RES_1984 | Central | -36.8322 | 146.2 | 770 | 17 | 3 | 1983 | 4.6 | 0.5 | 6 | 17.6471 | 2.6133
S37E146_RES_2017 | Central | -36.83 | 146.1986 | 770 | 22 | 3 | 2440 | 4 | 0.3 | 10 | 13.6364 | 2.6133
S37E146_RES_2029 | Central | -36.8285 | 146.2005 | 778 | 10 | 3 | 1760 | 5.4 | 0.8 | 3 | 30 | 2.6133
S37E146_RES_2068 | Central | -36.8256 | 146.1867 | 780 | 19 | 3 | 1418 | 3.4 | 0.4 | 8 | 15.7895 | 2.6133
S37E146_RES_2209 | Central | -36.8173 | 146.236 | 761 | 19 | 3 | 1568 | 4.1 | 0.5 | 6 | 15.7895 | 2.6133
S37E146_RES_2283 | Central | -36.8111 | 146.3482 | 752 | 27 | 3 | 1617 | 2.8 | 0.2 | 11 | 11.1111 | 2.6133
S37E146_RES_2335 | Central | -36.8064 | 146.1706 | 709 | 19 | 3 | 1040 | 2.3 | 0.3 | 10 | 15.7895 | 2.6133
S37E146_RES_278 | Central | -36.9686 | 146.2597 | 930 | 20 | 3 | 1678 | 3.6 | 0.4 | 7 | 15 | 2.6133
S37E146_RES_30 | Central | -36.9925 | 146.2956 | 760 | 11 | 3 | 2198 | 7.1 | 1.1 | 3 | 27.2727 | 2.6133
S37E146_RES_400 | Central | -36.9648 | 146.2083 | 771 | 17 | 3 | 1945 | 4.9 | 0.6 | 5 | 17.6471 | 2.6133
S37E146_RES_501 | Central | -36.9608 | 146.1961 | 720 | 20 | 3 | 1431 | 3 | 0.3 | 9 | 15 | 2.6133
S37E146_RES_711 | Central | -36.9508 | 146.3324 | 789 | 23 | 3 | 1244 | 2.4 | 0.2 | 14 | 13.0435 | 2.6133
S37E146_RES_771 | Central | -36.9472 | 146.3334 | 811 | 26 | 3 | 2038 | 4.3 | 0.5 | 7 | 11.5385 | 2.6133
S37E146_RES_881 | Central | -36.9408 | 146.2711 | 890 | 17 | 3 | 991 | 2.8 | 0.4 | 7 | 17.6471 | 2.6133
S37E146_RES_934 | Central | -36.9367 | 146.334 | 821 | 19 | 3 | 1524 | 3.3 | 0.4 | 8 | 15.7895 | 2.6133
S37E146_RES_973 | Central | -36.9336 | 146.3496 | 851 | 12 | 3 | 1956 | 5.4 | 0.8 | 4 | 25 | 2.6133
S37E146_RES_2416 | Central | -36.7992 | 146.1703 | 729 | 24 | 3 | 1822 | 3.1 | 0.3 | 10 | 12.5 | 2.6133
S37E146_RES_2738 | Central | -36.7732 | 146.1944 | 651 | 21 | 3 | 1474 | 4.1 | 0.6 | 6 | 14.2857 | 2.6133
S37E146_RES_2785 | Central | -36.7677 | 146.3606 | 721 | 18 | 3 | 2576 | 5.8 | 0.7 | 5 | 16.6667 | 2.6133
S37E146_RES_2795 | Central | -36.7669 | 146.1944 | 648 | 23 | 3 | 1561 | 3.4 | 0.4 | 9 | 13.0435 | 2.6133
S37E146_RES_2725 | Central | -36.7748 | 146.5188 | 721 | 17 | 3 | 848 | 2.3 | 0.3 | 9 | 17.6471 | 2.6133
S37E146_RES_2834 | Central | -36.7633 | 146.1747 | 600 | 22 | 3 | 527 | 1.4 | 0.2 | 13 | 13.6364 | 2.6133
S37E146_RES_2852 | Central | -36.7617 | 146.2711 | 650 | 22 | 3 | 823 | 1.6 | 0.2 | 16 | 13.6364 | 2.6133
S37E146_RES_2870 | Central | -36.7585 | 146.1932 | 662 | 17 | 3 | 2602 | 5.9 | 0.7 | 4 | 17.6471 | 2.6133
S37E146_RES_3608 | Central | -36.4567 | 146.7494 | 650 | 16 | 3 | 800 | 2.4 | 0.4 | 8 | 18.75 | 2.6133
S37E146_RES_3001 | Central | -36.7211 | 146.5361 | 620 | 20 | 3 | 1165 | 2.7 | 0.3 | 10 | 15 | 2.6133
S37E146_RES_3681 | Central | -36.4464 | 146.7384 | 769 | 21 | 3 | 640 | 2 | 0.3 | 10 | 14.2857 | 2.6133
S37E146_RES_3845 | Central | -36.4272 | 146.7394 | 811 | 22 | 3 | 1179 | 2.4 | 0.2 | 12 | 13.6364 | 2.6133
S37E146_RES_3938 | Central | -36.4212 | 146.7828 | 819 | 13 | 3 | 1782 | 3.6 | 0.4 | 7 | 23.0769 | 2.6133
S37E146_RES_4051 | Central | -36.4133 | 146.7114 | 710 | 24 | 3 | 1333 | 2.3 | 0.2 | 17 | 12.5 | 2.6133
S37E146_RES_3971 | Central | -36.4182 | 146.8157 | 767 | 15 | 3 | 1698 | 5.3 | 0.8 | 4 | 20 | 2.6133
S37E146_RES_4110 | Central | -36.4103 | 146.7011 | 630 | 27 | 3 | 1426 | 2.5 | 0.2 | 14 | 11.1111 | 2.6133
S37E146_RES_4075 | Central | -36.4117 | 146.725 | 780 | 15 | 3 | 1558 | 4.4 | 0.6 | 4 | 20 | 2.6133
S37E146_RES_4199 | Central | -36.4057 | 146.9486 | 1122 | 10 | 3 | 2261 | 6.9 | 1.1 | 3 | 30 | 2.6133
S37E146_RES_4379 | Central | -36.3911 | 146.7281 | 740 | 22 | 3 | 658 | 1.8 | 0.3 | 12 | 13.6364 | 2.6133
S37E146_RES_4402 | Central | -36.3872 | 146.7161 | 700 | 12 | 3 | 1483 | 4.3 | 0.6 | 4 | 25 | 2.6133
S37E146_RES_4307 | Central | -36.3968 | 146.7858 | 741 | 9 | 3 | 1632 | 6 | 1.1 | 3 | 33.3333 | 2.6133
S37E146_RES_4287 | Central | -36.3983 | 146.7033 | 610 | 24 | 3 | 1091 | 2.5 | 0.3 | 10 | 12.5 | 2.6133
S37E146_RES_4574 | Central | -36.3533 | 146.9647 | 620 | 17 | 3 | 501 | 1.6 | 0.3 | 11 | 17.6471 | 2.6133
S37E146_RES_4552 | Central | -36.3562 | 146.7173 | 677 | 20 | 3 | 1793 | 4.1 | 0.5 | 7 | 15 | 2.6133
S37E146_RES_4557 | Central | -36.3543 | 146.7121 | 658 | 19 | 3 | 2074 | 4.6 | 0.5 | 6 | 15.7895 | 2.6133
S37E146_RES_4562 | Central | -36.3542 | 146.9739 | 680 | 24 | 3 | 1389 | 2.4 | 0.2 | 17 | 12.5 | 2.6133
S37E146_RES_4699 | Central | -36.3272 | 146.7717 | 660 | 18 | 3 | 1426 | 3.7 | 0.5 | 7 | 16.6667 | 2.6133
S37E146_RES_4663 | Central | -36.3356 | 146.9653 | 729 | 21 | 3 | 1366 | 2.7 | 0.3 | 11 | 14.2857 | 2.6133
S37E146_RES_4854 | Central | -36.2306 | 146.8922 | 650 | 10 | 3 | 1719 | 5.2 | 0.8 | 3 | 30 | 2.6133
S37E146_RES_4837 | Central | -36.2361 | 146.8849 | 638 | 15 | 3 | 2104 | 3.4 | 0.3 | 10 | 20 | 2.6133
S37E147_RES_1088 | Central | -36.8719 | 147.6747 | 810 | 17 | 3 | 836 | 2.6 | 0.4 | 8 | 17.6471 | 2.6133
S37E147_RES_12 | Central | -36.9994 | 147.964 | 1209 | 15 | 3 | 947 | 2.8 | 0.4 | 7 | 20 | 2.6133
S37E147_RES_1475 | Central | -36.8479 | 147.9365 | 1266 | 18 | 3 | 929 | 2.3 | 0.3 | 10 | 16.6667 | 2.6133
S37E147_RES_1352 | Central | -36.8568 | 147.954 | 1249 | 15 | 3 | 1208 | 3.3 | 0.5 | 6 | 20 | 2.6133
S37E147_RES_1333 | Central | -36.8579 | 147.5543 | 1088 | 17 | 3 | 1239 | 3.5 | 0.5 | 6 | 17.6471 | 2.6133
S37E147_RES_1643 | Central | -36.8353 | 147.9471 | 1331 | 17 | 3 | 743 | 1.7 | 0.2 | 14 | 17.6471 | 2.6133
S37E147_RES_1976 | Central | -36.8144 | 147.9824 | 1441 | 13 | 3 | 787 | 2.4 | 0.4 | 7 | 23.0769 | 2.6133
S37E147_RES_2002 | Central | -36.812 | 147.9714 | 1569 | 17 | 3 | 1308 | 2.7 | 0.3 | 11 | 17.6471 | 2.6133
S37E147_RES_201 | Central | -36.9863 | 147.9421 | 1191 | 13 | 3 | 786 | 2.6 | 0.4 | 6 | 23.0769 | 2.6133
S37E147_RES_2054 | Central | -36.8066 | 147.99 | 1539 | 11 | 3 | 1809 | 6.1 | 1 | 3 | 27.2727 | 2.6133
S37E147_RES_2168 | Central | -36.7989 | 147.9831 | 1440 | 29 | 3 | 365 | 1.1 | 0.2 | 20 | 10.3448 | 2.6133
S37E147_RES_214 | Central | -36.9853 | 147.8311 | 1020 | 18 | 3 | 1635 | 2.5 | 0.2 | 15 | 16.6667 | 2.6133
S37E147_RES_2301 | Central | -36.7928 | 147.9672 | 1520 | 19 | 3 | 1406 | 3.2 | 0.4 | 9 | 15.7895 | 2.6133
S37E147_RES_324 | Central | -36.9792 | 147.9395 | 1119 | 21 | 3 | 1208 | 2.1 | 0.2 | 15 | 14.2857 | 2.6133
S37E147_RES_339 | Central | -36.9786 | 147.8367 | 1050 | 24 | 3 | 985 | 2.2 | 0.3 | 12 | 12.5 | 2.6133
S37E147_RES_343 | Central | -36.9784 | 147.947 | 1149 | 17 | 3 | 1220 | 3.3 | 0.4 | 7 | 17.6471 | 2.6133
S37E147_RES_368 | Central | -36.9772 | 147.9508 | 1160 | 24 | 3 | 1195 | 2.6 | 0.3 | 11 | 12.5 | 2.6133
S37E147_RES_298 | Central | -36.9806 | 147.9356 | 1120 | 15 | 3 | 1790 | 4.6 | 0.6 | 5 | 20 | 2.6133
S37E147_RES_478 | Central | -36.9695 | 147.8703 | 991 | 16 | 3 | 880 | 2.6 | 0.4 | 7 | 18.75 | 2.6133
S37E147_RES_391 | Central | -36.9757 | 147.9329 | 1058 | 27 | 3 | 1115 | 2.2 | 0.2 | 14 | 11.1111 | 2.6133
S37E147_RES_624 | Central | -36.955 | 147.8615 | 1251 | 17 | 3 | 1306 | 2.8 | 0.3 | 10 | 17.6471 | 2.6133
S37E147_RES_776 | Central | -36.9147 | 147.5139 | 1330 | 9 | 3 | 1747 | 6.5 | 1.2 | 3 | 33.3333 | 2.6133
S37E147_RES_782 | Central | -36.9133 | 147.8197 | 1100 | 17 | 3 | 1369 | 3.4 | 0.4 | 6 | 17.6471 | 2.6133
S37E147_RES_681 | Central | -36.9459 | 147.8979 | 1059 | 18 | 3 | 1450 | 3.5 | 0.4 | 7 | 16.6667 | 2.6133
S37E147_RES_71 | Central | -36.9953 | 147.8549 | 912 | 18 | 3 | 452 | 1.4 | 0.2 | 13 | 16.6667 | 2.6133
S37E147_RES_715 | Central | -36.9347 | 147.8928 | 1131 | 16 | 3 | 1065 | 2.5 | 0.3 | 9 | 18.75 | 2.6133
S37E147_RES_81 | Central | -36.9946 | 147.9365 | 1220 | 15 | 3 | 1412 | 3.3 | 0.4 | 7 | 20 | 2.6133
S37E147_RES_2743 | Central | -36.7717 | 147.0927 | 871 | 18 | 3 | 861 | 2.1 | 0.3 | 9 | 16.6667 | 2.6133
S37E147_RES_2800 | Central | -36.769 | 147.9727 | 1319 | 20 | 3 | 781 | 2.3 | 0.3 | 9 | 15 | 2.6133
S37E147_RES_2823 | Central | -36.7681 | 147.1139 | 1010 | 16 | 3 | 1597 | 4 | 0.5 | 7 | 18.75 | 2.6133
S37E147_RES_2576 | Central | -36.7782 | 147.7893 | 1151 | 21 | 3 | 1040 | 2.6 | 0.3 | 11 | 14.2857 | 2.6133
S37E147_RES_3797 | Central | -36.6863 | 147.8991 | 1080 | 17 | 3 | 421 | 1.4 | 0.2 | 13 | 17.6471 | 2.6133
S37E147_RES_3221 | Central | -36.7351 | 147.4183 | 952 | 13 | 3 | 769 | 2.6 | 0.4 | 7 | 23.0769 | 2.6133
S37E147_RES_10036 | Central | -36.3277 | 147.5379 | 991 | 22 | 3 | 1793 | 3.7 | 0.4 | 7 | 13.6364 | 2.6133
S37E147_RES_10215 | Central | -36.3139 | 147.5206 | 980 | 19 | 3 | 1588 | 2.9 | 0.3 | 10 | 15.7895 | 2.6133
S37E147_RES_10263 | Central | -36.3101 | 147.3289 | 748 | 15 | 3 | 2048 | 4.2 | 0.4 | 7 | 20 | 2.6133
S37E147_RES_10325 | Central | -36.3064 | 147.9556 | 760 | 19 | 3 | 789 | 2.5 | 0.4 | 8 | 15.7895 | 2.6133
S37E147_RES_10370 | Central | -36.3023 | 147.9505 | 699 | 18 | 3 | 477 | 1.4 | 0.2 | 14 | 16.6667 | 2.6133
S37E147_RES_10382 | Central | -36.3009 | 147.9435 | 749 | 23 | 3 | 601 | 1.5 | 0.2 | 17 | 13.0435 | 2.6133
S37E147_RES_10423 | Central | -36.2975 | 147.9342 | 810 | 19 | 3 | 1971 | 2.8 | 0.2 | 15 | 15.7895 | 2.6133
S37E147_RES_10450 | Central | -36.2961 | 147.2881 | 579 | 20 | 3 | 1324 | 3.3 | 0.4 | 8 | 15 | 2.6133
S37E147_RES_10589 | Central | -36.2882 | 147.1521 | 662 | 11 | 3 | 1547 | 5.7 | 1.1 | 3 | 27.2727 | 2.6133
S37E147_RES_10596 | Central | -36.2877 | 147.5531 | 851 | 25 | 3 | 1303 | 2.5 | 0.2 | 14 | 12 | 2.6133
S37E147_RES_10614 | Central | -36.2853 | 147.5083 | 950 | 14 | 3 | 1463 | 4.5 | 0.7 | 4 | 21.4286 | 2.6133
S37E147_RES_10679 | Central | -36.2808 | 147.5208 | 950 | 16 | 3 | 589 | 1.8 | 0.3 | 9 | 18.75 | 2.6133
S37E147_RES_10713 | Central | -36.2789 | 147.1788 | 698 | 20 | 3 | 1457 | 2.3 | 0.2 | 15 | 15 | 2.6133
S37E147_RES_10821 | Central | -36.2728 | 147.4783 | 860 | 19 | 3 | 577 | 1.5 | 0.2 | 16 | 15.7895 | 2.6133
S37E147_RES_10833 | Central | -36.2718 | 147.1598 | 509 | 22 | 3 | 433 | 1.3 | 0.2 | 16 | 13.6364 | 2.6133
S37E147_RES_10938 | Central | -36.2661 | 147.5117 | 920 | 14 | 3 | 851 | 2.8 | 0.5 | 6 | 21.4286 | 2.6133
S37E147_RES_11017 | Central | -36.2611 | 147.4997 | 940 | 17 | 3 | 1136 | 3 | 0.4 | 7 | 17.6471 | 2.6133
S37E147_RES_11048 | Central | -36.2593 | 147.4914 | 941 | 17 | 3 | 1823 | 4 | 0.4 | 6 | 17.6471 | 2.6133
S37E147_RES_11110 | Central | -36.2554 | 147.4851 | 939 | 14 | 3 | 2357 | 6.2 | 0.8 | 4 | 21.4286 | 2.6133
S37E147_RES_11152 | Central | -36.2521 | 147.4577 | 857 | 18 | 3 | 832 | 2.2 | 0.3 | 11 | 16.6667 | 2.6133
S37E147_RES_11202 | Central | -36.2477 | 147.202 | 669 | 10 | 3 | 1835 | 5.5 | 0.8 | 3 | 30 | 2.6133
S37E147_RES_11247 | Central | -36.2443 | 147.5956 | 768 | 16 | 3 | 1742 | 3.8 | 0.4 | 6 | 18.75 | 2.6133
S37E147_RES_11269 | Central | -36.2426 | 147.4765 | 789 | 23 | 3 | 999 | 2.2 | 0.2 | 14 | 13.0435 | 2.6133
S37E147_RES_11352 | Central | -36.2356 | 147.4088 | 539 | 15 | 3 | 1017 | 3.3 | 0.5 | 5 | 20 | 2.6133
S37E147_RES_11524 | Central | -36.2089 | 147.5409 | 921 | 19 | 3 | 2018 | 4.3 | 0.5 | 7 | 15.7895 | 2.6133
S37E147_RES_11541 | Central | -36.2058 | 147.9978 | 721 | 18 | 3 | 1463 | 2.6 | 0.2 | 12 | 16.6667 | 2.6133
S37E147_RES_11550 | Central | -36.2027 | 147.6017 | 731 | 15 | 3 | 1652 | 3.7 | 0.4 | 6 | 20 | 2.6133
S37E147_RES_11648 | Central | -36.1791 | 147.1473 | 479 | 16 | 3 | 618 | 2 | 0.3 | 8 | 18.75 | 2.6133
S37E147_RES_11666 | Central | -36.1743 | 147.4517 | 748 | 10 | 3 | 1975 | 5.7 | 0.8 | 3 | 30 | 2.6133
S37E147_RES_11667 | Central | -36.1742 | 147.1647 | 600 | 9 | 3 | 1552 | 5.3 | 0.9 | 3 | 33.3333 | 2.6133
S37E147_RES_11669 | Central | -36.1736 | 147.4602 | 689 | 22 | 3 | 989 | 2 | 0.2 | 13 | 13.6364 | 2.6133
S37E147_RES_11733 | Central | -36.1627 | 147.4399 | 640 | 19 | 3 | 980 | 2.5 | 0.3 | 9 | 15.7895 | 2.6133
S37E147_RES_11933 | Central | -36.1296 | 147.5907 | 751 | 11 | 3 | 1429 | 4.6 | 0.7 | 4 | 27.2727 | 2.6133
S37E147_RES_11968 | Central | -36.1275 | 147.4305 | 719 | 24 | 3 | 1070 | 2.9 | 0.4 | 8 | 12.5 | 2.6133
S37E147_RES_12006 | Central | -36.1256 | 147.5906 | 750 | 12 | 3 | 1536 | 5.2 | 0.9 | 3 | 25 | 2.6133
S37E147_RES_12071 | Central | -36.1225 | 147.5857 | 761 | 14 | 3 | 1606 | 4.1 | 0.5 | 5 | 21.4286 | 2.6133
S37E147_RES_12081 | Central | -36.1221 | 147.5874 | 749 | 15 | 3 | 1542 | 4.8 | 0.7 | 4 | 20 | 2.6133
S37E147_RES_12223 | Central | -36.1167 | 147.2144 | 560 | 20 | 3 | 701 | 1.9 | 0.2 | 10 | 15 | 2.6133
S37E147_RES_12436 | Central | -36.1065 | 147.6068 | 752 | 24 | 3 | 1167 | 2.3 | 0.2 | 12 | 12.5 | 2.6133
S37E147_RES_12484 | Central | -36.1031 | 147.5164 | 670 | 27 | 3 | 674 | 1.6 | 0.2 | 17 | 11.1111 | 2.6133
S37E147_RES_12705 | Central | -36.0829 | 147.5897 | 599 | 18 | 3 | 653 | 2 | 0.3 | 9 | 16.6667 | 2.6133
S37E147_RES_12802 | Central | -36.0714 | 147.5272 | 560 | 19 | 3 | 1489 | 2.8 | 0.3 | 10 | 15.7895 | 2.6133
S37E147_RES_4560 | Central | -36.6489 | 147.7558 | 1020 | 13 | 3 | 428 | 1.9 | 0.4 | 7 | 23.0769 | 2.6133
S37E147_RES_4597 | Central | -36.6461 | 147.2153 | 790 | 17 | 3 | 342 | 1.1 | 0.2 | 13 | 17.6471 | 2.6133
S37E147_RES_4869 | Central | -36.6322 | 147.9425 | 1340 | 17 | 3 | 328 | 0.9 | 0.1 | 24 | 17.6471 | 2.6133
S37E147_RES_4989 | Central | -36.6272 | 147.1884 | 801 | 17 | 3 | 390 | 1.4 | 0.3 | 12 | 17.6471 | 2.6133
S37E147_RES_5457 | Central | -36.6008 | 147.1614 | 820 | 17 | 3 | 409 | 1.4 | 0.2 | 11 | 17.6471 | 2.6133
S37E147_RES_6508 | Central | -36.5472 | 147.9294 | 1100 | 18 | 3 | 712 | 2.2 | 0.3 | 8 | 16.6667 | 2.6133
S37E147_RES_6626 | Central | -36.5386 | 147.9489 | 1170 | 11 | 3 | 1719 | 4.6 | 0.6 | 4 | 27.2727 | 2.6133
S37E147_RES_6627 | Central | -36.5386 | 147.955 | 1210 | 18 | 3 | 1166 | 2.2 | 0.2 | 12 | 16.6667 | 2.6133
S37E147_RES_6734 | Central | -36.5288 | 147.934 | 1108 | 12 | 3 | 1973 | 6 | 0.9 | 4 | 25 | 2.6133
S37E147_RES_6738 | Central | -36.5283 | 147.9864 | 1410 | 17 | 3 | 620 | 2.1 | 0.4 | 9 | 17.6471 | 2.6133
S37E147_RES_6824 | Central | -36.5203 | 147.9651 | 1229 | 17 | 3 | 1408 | 3.1 | 0.4 | 8 | 17.6471 | 2.6133
S37E147_RES_6977 | Central | -36.5093 | 147.1208 | 862 | 20 | 3 | 763 | 2.7 | 0.5 | 7 | 15 | 2.6133
S37E147_RES_7001 | Central | -36.5079 | 147.9993 | 1269 | 16 | 3 | 1091 | 3.4 | 0.5 | 6 | 18.75 | 2.6133
S37E147_RES_7005 | Central | -36.5075 | 147.9997 | 1270 | 14 | 3 | 1878 | 4.6 | 0.6 | 5 | 21.4286 | 2.6133
S37E147_RES_7006 | Central | -36.5074 | 147.9693 | 1248 | 10 | 3 | 1847 | 5.7 | 0.9 | 3 | 30 | 2.6133
S37E147_RES_7018 | Central | -36.5064 | 147.9319 | 1150 | 17 | 3 | 1210 | 2.4 | 0.2 | 11 | 17.6471 | 2.6133
S37E147_RES_7022 | Central | -36.5062 | 147.9474 | 1169 | 21 | 3 | 2005 | 3.3 | 0.3 | 13 | 14.2857 | 2.6133
S37E147_RES_7225 | Central | -36.4983 | 147.9447 | 1080 | 21 | 3 | 744 | 1.6 | 0.2 | 16 | 14.2857 | 2.6133
S37E147_RES_7248 | Central | -36.4975 | 147.1286 | 730 | 16 | 3 | 571 | 1.6 | 0.2 | 11 | 18.75 | 2.6133
S37E147_RES_7322 | Central | -36.4942 | 147.1547 | 870 | 14 | 3 | 615 | 1.9 | 0.3 | 8 | 21.4286 | 2.6133
S37E147_RES_7366 | Central | -36.4926 | 147.8843 | 1189 | 12 | 3 | 1749 | 5.6 | 0.9 | 4 | 25 | 2.6133
S37E147_RES_7546 | Central | -36.4853 | 147.7917 | 950 | 17 | 3 | 818 | 2 | 0.2 | 12 | 17.6471 | 2.6133
S37E147_RES_7679 | Central | -36.4779 | 147.661 | 1198 | 15 | 3 | 1681 | 4.1 | 0.5 | 6 | 20 | 2.6133
S37E147_RES_7862 | Central | -36.47 | 147.7062 | 1079 | 22 | 3 | 513 | 1.3 | 0.2 | 19 | 13.6364 | 2.6133
S37E147_RES_7926 | Central | -36.4678 | 147.9831 | 1191 | 17 | 3 | 563 | 1.9 | 0.3 | 9 | 17.6471 | 2.6133
S37E147_RES_8018 | Central | -36.4646 | 147.8985 | 1005 | 17 | 3 | 347 | 1.2 | 0.2 | 16 | 17.6471 | 2.6133
S37E147_RES_8080 | Central | -36.4617 | 147.6607 | 1109 | 21 | 3 | 953 | 2.1 | 0.2 | 13 | 14.2857 | 2.6133
S37E147_RES_8104 | Central | -36.4608 | 147.7652 | 939 | 26 | 3 | 811 | 2 | 0.2 | 13 | 11.5385 | 2.6133
S37E147_RES_8801 | Central | -36.4313 | 147.8909 | 969 | 18 | 3 | 824 | 1.8 | 0.2 | 16 | 16.6667 | 2.6133
S37E147_RES_8804 | Central | -36.4311 | 147.9722 | 950 | 18 | 3 | 570 | 1.6 | 0.2 | 11 | 16.6667 | 2.6133
S37E147_RES_8811 | Central | -36.4307 | 147.6438 | 948 | 17 | 3 | 812 | 2.3 | 0.3 | 9 | 17.6471 | 2.6133
S37E147_RES_9217 | Central | -36.4141 | 147.6534 | 1008 | 20 | 3 | 621 | 1.3 | 0.1 | 20 | 15 | 2.6133
S37E147_RES_9296 | Central | -36.4111 | 147.4604 | 652 | 20 | 3 | 718 | 1.8 | 0.2 | 13 | 15 | 2.6133
S37E147_RES_9310 | Central | -36.4106 | 147.6494 | 1060 | 16 | 3 | 2159 | 4.5 | 0.5 | 7 | 18.75 | 2.6133
S37E147_RES_9380 | Central | -36.4068 | 147.6557 | 1088 | 18 | 3 | 2383 | 3.8 | 0.3 | 8 | 16.6667 | 2.6133
S37E147_RES_9478 | Central | -36.3982 | 147.3815 | 591 | 9 | 3 | 1317 | 4.4 | 0.7 | 4 | 33.3333 | 2.6133
S37E148_RES_22 | East | -36.998 | 148.2842 | 939 | 21 | 3 | 1938 | 3 | 0.2 | 11 | 14.2857 | 2.6133
S37E148_RES_32 | East | -36.9964 | 148.2631 | 910 | 12 | 3 | 2267 | 7.2 | 1.1 | 3 | 25 | 2.6133
S37E148_RES_134 | East | -36.9838 | 148.2623 | 948 | 21 | 3 | 582 | 1.8 | 0.3 | 11 | 14.2857 | 2.6133
S37E148_RES_155 | East | -36.9797 | 148.2676 | 989 | 13 | 3 | 1820 | 5.8 | 0.9 | 4 | 23.0769 | 2.6133
S37E148_RES_222 | East | -36.9675 | 148.3758 | 510 | 23 | 3 | 830 | 2.2 | 0.3 | 11 | 13.0435 | 2.6133
S37E148_RES_1658 | East | -36.6888 | 148.0017 | 1239 | 18 | 3 | 619 | 1.7 | 0.2 | 12 | 16.6667 | 2.6133
S37E148_RES_1728 | East | -36.6822 | 148.0083 | 1290 | 15 | 3 | 650 | 1.8 | 0.2 | 11 | 20 | 2.6133
S37E148_RES_2549 | East | -36.6364 | 148.0307 | 1229 | 17 | 3 | 837 | 1.8 | 0.2 | 15 | 17.6471 | 2.6133
S37E148_RES_2710 | East | -36.6292 | 148.0251 | 1251 | 18 | 3 | 799 | 2.1 | 0.3 | 9 | 16.6667 | 2.6133
S38E143_RES_28 | West | -37.3186 | 143.2808 | 689 | 21 | 3 | 2128 | 3.8 | 0.3 | 9 | 14.2857 | 2.6133
S38E143_RES_80 | West | -37.29 | 143.255 | 720 | 18 | 3 | 971 | 2.3 | 0.3 | 12 | 16.6667 | 2.6133
S38E143_RES_127 | West | -37.2833 | 143.2228 | 770 | 14 | 3 | 687 | 2.3 | 0.4 | 7 | 21.4286 | 2.6133
S38E143_RES_146 | West | -37.2789 | 143.2347 | 900 | 12 | 3 | 1837 | 5.2 | 0.7 | 5 | 25 | 2.6133
S38E143_RES_162 | West | -37.276 | 143.241 | 881 | 18 | 3 | 1664 | 3.3 | 0.3 | 9 | 16.6667 | 2.6133
S38E143_RES_204 | West | -37.2703 | 143.2203 | 770 | 16 | 3 | 1961 | 4.4 | 0.5 | 6 | 18.75 | 2.6133
S38E143_RES_264 | West | -37.2624 | 143.2365 | 731 | 19 | 3 | 458 | 1.4 | 0.2 | 17 | 15.7895 | 2.6133
S38E143_RES_311 | West | -37.2517 | 143.2265 | 672 | 12 | 3 | 1083 | 3.7 | 0.6 | 4 | 25 | 2.6133
S38E143_RES_322 | West | -37.2424 | 143.2167 | 689 | 12 | 3 | 1683 | 5.4 | 0.9 | 4 | 25 | 2.6133
S38E143_RES_336 | West | -37.2371 | 143.2142 | 691 | 19 | 3 | 1466 | 3.4 | 0.4 | 8 | 15.7895 | 2.6133
S38E143_RES_429 | West | -37.122 | 143.3667 | 679 | 19 | 3 | 1640 | 3.6 | 0.4 | 7 | 15.7895 | 2.6133
S38E143_RES_481 | West | -37.1024 | 143.3418 | 681 | 17 | 3 | 842 | 2.2 | 0.3 | 9 | 17.6471 | 2.6133
S38E143_RES_546 | West | -37.0842 | 143.3204 | 609 | 15 | 3 | 1789 | 4.3 | 0.5 | 6 | 20 | 2.6133
S38E144_RES_98 | West | -37.3792 | 144.5919 | 860 | 19 | 3 | 482 | 1.5 | 0.2 | 12 | 15.7895 | 2.6133
S38E144_RES_117 | West | -37.3754 | 144.62 | 941 | 13 | 3 | 1992 | 5.1 | 0.7 | 5 | 23.0769 | 2.6133
S38E145_RES_1093 | West | -37.8242 | 145.7572 | 600 | 17 | 3 | 1601 | 2.9 | 0.3 | 11 | 17.6471 | 2.6133
S38E145_RES_1018 | West | -37.8293 | 145.8401 | 726 | 14 | 3 | 1391 | 2.9 | 0.3 | 8 | 21.4286 | 2.6133
S38E145_RES_1208 | West | -37.817 | 145.8122 | 761 | 10 | 3 | 1519 | 3.9 | 0.5 | 5 | 30 | 2.6133
S38E145_RES_1233 | West | -37.8157 | 145.9119 | 848 | 23 | 3 | 816 | 2.1 | 0.3 | 12 | 13.0435 | 2.6133
S38E145_RES_1121 | West | -37.8222 | 145.8561 | 741 | 17 | 3 | 1532 | 3.5 | 0.4 | 8 | 17.6471 | 2.6133
S38E145_RES_1161 | West | -37.8196 | 145.8633 | 741 | 15 | 3 | 1093 | 2.7 | 0.3 | 9 | 20 | 2.6133
S38E145_RES_1287 | West | -37.8128 | 145.8067 | 801 | 21 | 3 | 1434 | 2.8 | 0.3 | 11 | 14.2857 | 2.6133
S38E145_RES_1242 | West | -37.8153 | 145.8589 | 740 | 18 | 3 | 735 | 1.9 | 0.2 | 11 | 16.6667 | 2.6133
S38E145_RES_1267 | West | -37.8141 | 145.788 | 682 | 16 | 3 | 1130 | 3 | 0.4 | 9 | 18.75 | 2.6133
S38E145_RES_1269 | West | -37.814 | 145.8111 | 750 | 19 | 3 | 790 | 2 | 0.2 | 14 | 15.7895 | 2.6133
S38E145_RES_1496 | West | -37.7995 | 145.7292 | 622 | 16 | 3 | 655 | 2.1 | 0.3 | 10 | 18.75 | 2.6133
S38E145_RES_1430 | West | -37.8037 | 145.8339 | 827 | 9 | 3 | 1508 | 5.1 | 0.8 | 3 | 33.3333 | 2.6133
S38E145_RES_1443 | West | -37.8029 | 145.8108 | 808 | 20 | 3 | 2187 | 3.1 | 0.2 | 12 | 15 | 2.6133
S38E145_RES_1464 | West | -37.8014 | 145.895 | 780 | 18 | 3 | 1409 | 3.4 | 0.4 | 8 | 16.6667 | 2.6133
S38E145_RES_1422 | West | -37.8051 | 145.8414 | 789 | 16 | 3 | 1623 | 3.3 | 0.3 | 8 | 18.75 | 2.6133
S38E145_RES_1600 | West | -37.7908 | 145.8092 | 750 | 13 | 3 | 1398 | 3.9 | 0.5 | 5 | 23.0769 | 2.6133
S38E145_RES_1605 | West | -37.7903 | 145.7981 | 680 | 15 | 3 | 1401 | 4.6 | 0.8 | 4 | 20 | 2.6133
S38E145_RES_1769 | West | -37.7769 | 145.8999 | 689 | 18 | 3 | 1266 | 3.4 | 0.5 | 7 | 16.6667 | 2.6133
S38E145_RES_1643 | West | -37.7863 | 145.8214 | 811 | 16 | 3 | 1612 | 2.9 | 0.3 | 10 | 18.75 | 2.6133
S38E145_RES_1901 | West | -37.7527 | 145.7919 | 571 | 17 | 3 | 1234 | 2.3 | 0.2 | 13 | 17.6471 | 2.6133
S38E145_RES_1804 | West | -37.7743 | 145.8904 | 748 | 10 | 3 | 1604 | 5.2 | 0.8 | 3 | 30 | 2.6133
S38E145_RES_2334 | West | -37.5841 | 145.7168 | 688 | 19 | 3 | 322 | 0.9 | 0.1 | 25 | 15.7895 | 2.6133
S38E145_RES_239 | West | -37.9172 | 145.8048 | 721 | 18 | 3 | 901 | 2.6 | 0.4 | 9 | 16.6667 | 2.6133
S38E145_RES_2512 | West | -37.5683 | 145.8754 | 881 | 23 | 3 | 816 | 1.5 | 0.1 | 25 | 13.0435 | 2.6133
S38E145_RES_2565 | West | -37.5644 | 145.5673 | 819 | 24 | 3 | 1101 | 1.6 | 0.1 | 28 | 12.5 | 2.6133
S38E145_RES_2623 | West | -37.5615 | 145.594 | 867 | 15 | 3 | 878 | 2.2 | 0.3 | 10 | 20 | 2.6133
S38E145_RES_2721 | West | -37.5554 | 145.5541 | 748 | 17 | 3 | 1200 | 2.2 | 0.2 | 15 | 17.6471 | 2.6133
S38E145_RES_2730 | West | -37.555 | 145.4976 | 509 | 11 | 3 | 1719 | 5.1 | 0.8 | 4 | 27.2727 | 2.6133
S38E145_RES_2785 | West | -37.5525 | 145.5991 | 759 | 17 | 3 | 495 | 1.3 | 0.2 | 16 | 17.6471 | 2.6133
S38E145_RES_2837 | West | -37.5494 | 145.5961 | 820 | 17 | 3 | 1729 | 4 | 0.5 | 7 | 17.6471 | 2.6133
S38E145_RES_2840 | West | -37.5493 | 145.7574 | 895 | 11 | 3 | 1602 | 4.7 | 0.7 | 4 | 27.2727 | 2.6133
S38E145_RES_2979 | West | -37.5383 | 145.8139 | 960 | 18 | 3 | 668 | 1.9 | 0.3 | 11 | 16.6667 | 2.6133
S38E145_RES_3091 | West | -37.5261 | 145.8383 | 910 | 16 | 3 | 914 | 2.5 | 0.3 | 8 | 18.75 | 2.6133
S38E145_RES_3248 | West | -37.5151 | 145.8376 | 817 | 20 | 3 | 605 | 1.5 | 0.2 | 15 | 15 | 2.6133
S38E145_RES_3160 | West | -37.5222 | 145.5321 | 938 | 10 | 3 | 1706 | 5.1 | 0.8 | 3 | 30 | 2.6133
S38E145_RES_3299 | West | -37.5119 | 145.4931 | 710 | 15 | 3 | 1373 | 3.7 | 0.5 | 7 | 20 | 2.6133
S38E145_RES_3438 | West | -37.5039 | 145.2189 | 460 | 19 | 3 | 964 | 2.8 | 0.4 | 8 | 15.7895 | 2.6133
S38E145_RES_3467 | West | -37.5025 | 145.5219 | 830 | 10 | 3 | 1891 | 6 | 0.9 | 3 | 30 | 2.6133
S38E145_RES_3477 | West | -37.5015 | 145.2243 | 478 | 17 | 3 | 1955 | 4.7 | 0.6 | 6 | 17.6471 | 2.6133
S38E145_RES_3585 | West | -37.4929 | 145.9238 | 969 | 19 | 3 | 1286 | 2.9 | 0.3 | 9 | 15.7895 | 2.6133
S38E145_RES_3573 | West | -37.4936 | 145.2976 | 549 | 16 | 3 | 2139 | 4.6 | 0.5 | 6 | 18.75 | 2.6133
S38E145_RES_3690 | West | -37.4882 | 145.2912 | 507 | 35 | 3 | 1336 | 1.6 | 0.1 | 36 | 8.5714 | 2.6133
S38E145_RES_3695 | West | -37.488 | 145.4341 | 651 | 15 | 3 | 1490 | 3.7 | 0.5 | 6 | 20 | 2.6133
S38E145_RES_3706 | West | -37.4874 | 145.2827 | 509 | 18 | 3 | 2634 | 4.6 | 0.4 | 7 | 16.6667 | 2.6133
S38E145_RES_3772 | West | -37.484 | 145.3096 | 559 | 9 | 3 | 1682 | 5.3 | 0.8 | 3 | 33.3333 | 2.6133
S38E145_RES_3812 | West | -37.4818 | 145.4561 | 639 | 18 | 3 | 1496 | 3.3 | 0.4 | 7 | 16.6667 | 2.6133
S38E145_RES_3924 | West | -37.4767 | 145.8006 | 1170 | 11 | 3 | 1534 | 3.8 | 0.5 | 6 | 27.2727 | 2.6133
S38E145_RES_4078 | West | -37.4656 | 145.5767 | 640 | 13 | 3 | 1707 | 3.9 | 0.4 | 7 | 23.0769 | 2.6133
S38E145_RES_4141 | West | -37.4627 | 145.8522 | 1298 | 16 | 3 | 1026 | 2.3 | 0.2 | 11 | 18.75 | 2.6133
S38E145_RES_4377 | West | -37.4508 | 145.8289 | 1210 | 16 | 3 | 2177 | 4.8 | 0.5 | 6 | 18.75 | 2.6133
S38E145_RES_4294 | West | -37.4557 | 145.6257 | 745 | 23 | 3 | 1150 | 2.5 | 0.3 | 13 | 13.0435 | 2.6133
S38E145_RES_452 | West | -37.8981 | 145.7042 | 510 | 14 | 3 | 945 | 3 | 0.5 | 6 | 21.4286 | 2.6133
S38E145_RES_4699 | West | -37.4336 | 145.6319 | 850 | 26 | 3 | 1484 | 2.6 | 0.2 | 15 | 11.5385 | 2.6133
S38E145_RES_4796 | West | -37.4285 | 145.1133 | 519 | 16 | 3 | 996 | 2.2 | 0.2 | 11 | 18.75 | 2.6133
S38E145_RES_4711 | West | -37.4329 | 145.6126 | 689 | 22 | 3 | 773 | 2.2 | 0.3 | 12 | 13.6364 | 2.6133
S38E145_RES_693 | West | -37.8543 | 145.9008 | 721 | 16 | 3 | 907 | 2.7 | 0.4 | 8 | 18.75 | 2.6133
S38E145_RES_619 | West | -37.8757 | 145.6529 | 470 | 11 | 3 | 1643 | 4.5 | 0.6 | 4 | 27.2727 | 2.6133
S38E145_RES_87 | West | -37.9383 | 145.7909 | 441 | 14 | 3 | 712 | 1.9 | 0.2 | 12 | 21.4286 | 2.6133
S38E145_RES_794 | West | -37.8408 | 145.8461 | 680 | 14 | 3 | 1558 | 4.3 | 0.6 | 5 | 21.4286 | 2.6133
S38E145_RES_801 | West | -37.8401 | 145.8422 | 689 | 17 | 3 | 2114 | 4.3 | 0.4 | 6 | 17.6471 | 2.6133
S38E145_RES_803 | West | -37.84 | 145.8342 | 690 | 16 | 3 | 2124 | 4.3 | 0.4 | 7 | 18.75 | 2.6133
S38E145_RES_819 | West | -37.8394 | 145.9131 | 710 | 16 | 3 | 687 | 1.3 | 0.1 | 24 | 18.75 | 2.6133
S38E145_RES_846 | West | -37.8372 | 145.8301 | 701 | 9 | 3 | 2100 | 6.4 | 1 | 3 | 33.3333 | 2.6133
S38E145_RES_944 | West | -37.8319 | 145.7783 | 620 | 16 | 3 | 1278 | 2.8 | 0.3 | 9 | 18.75 | 2.6133
S38E145_RES_883 | West | -37.8353 | 145.8525 | 639 | 21 | 3 | 458 | 0.7 | 0.1 | 54 | 14.2857 | 2.6133
S38E145_RES_4953 | West | -37.4216 | 145.0998 | 539 | 10 | 3 | 1725 | 5.4 | 0.8 | 3 | 30 | 2.6133
S38E145_RES_4856 | West | -37.4262 | 145.6236 | 841 | 19 | 3 | 1521 | 3 | 0.3 | 10 | 15.7895 | 2.6133
S38E145_RES_5095 | West | -37.4151 | 145.9393 | 1017 | 17 | 3 | 680 | 1.3 | 0.1 | 24 | 17.6471 | 2.6133
S38E145_RES_4971 | West | -37.4208 | 145.1067 | 540 | 30 | 3 | 1830 | 3.7 | 0.4 | 8 | 10 | 2.6133
S38E145_RES_5023 | West | -37.4186 | 145.1058 | 560 | 14 | 3 | 1293 | 3.5 | 0.5 | 6 | 21.4286 | 2.6133
S38E145_RES_5302 | West | -37.4069 | 145.1046 | 591 | 26 | 3 | 1571 | 3.1 | 0.3 | 11 | 11.5385 | 2.6133
S38E145_RES_5246 | West | -37.409 | 145.1318 | 697 | 12 | 3 | 1762 | 4.9 | 0.7 | 4 | 25 | 2.6133
S38E145_RES_5368 | West | -37.4032 | 145.1279 | 649 | 10 | 3 | 1954 | 6.1 | 1 | 3 | 30 | 2.6133
S38E145_RES_5348 | West | -37.4045 | 145.6433 | 789 | 23 | 3 | 1689 | 3.1 | 0.3 | 11 | 13.0435 | 2.6133
S38E145_RES_5331 | West | -37.4054 | 145.7991 | 1021 | 17 | 3 | 1194 | 3.3 | 0.5 | 7 | 17.6471 | 2.6133
S38E145_RES_5482 | West | -37.3965 | 145.7965 | 958 | 18 | 3 | 1058 | 2.6 | 0.3 | 9 | 16.6667 | 2.6133
S38E145_RES_5484 | West | -37.3964 | 145.1617 | 720 | 13 | 3 | 1682 | 4.1 | 0.5 | 6 | 23.0769 | 2.6133
S38E145_RES_5417 | West | -37.4004 | 145.6371 | 787 | 19 | 3 | 1602 | 2.8 | 0.2 | 11 | 15.7895 | 2.6133
S38E145_RES_5556 | West | -37.3912 | 145.635 | 729 | 22 | 3 | 1057 | 2.3 | 0.2 | 12 | 13.6364 | 2.6133
S38E145_RES_5542 | West | -37.3922 | 145.8328 | 1100 | 15 | 3 | 1738 | 4.6 | 0.6 | 6 | 20 | 2.6133
S38E145_RES_5682 | West | -37.3837 | 145.8743 | 931 | 18 | 3 | 730 | 2 | 0.3 | 12 | 16.6667 | 2.6133
S38E145_RES_5689 | West | -37.3832 | 145.1483 | 681 | 9 | 3 | 1621 | 5.3 | 0.9 | 3 | 33.3333 | 2.6133
S38E145_RES_5694 | West | -37.3831 | 145.6191 | 751 | 19 | 3 | 2084 | 3.4 | 0.3 | 10 | 15.7895 | 2.6133
S38E145_RES_5858 | West | -37.3748 | 145.6063 | 722 | 17 | 3 | 792 | 2.2 | 0.3 | 10 | 17.6471 | 2.6133
S38E145_RES_5830 | West | -37.3758 | 145.6069 | 720 | 23 | 3 | 1695 | 3.7 | 0.4 | 7 | 13.0435 | 2.6133
S38E145_RES_5963 | West | -37.3685 | 145.856 | 771 | 19 | 3 | 352 | 1.2 | 0.2 | 18 | 15.7895 | 2.6133
S38E145_RES_5997 | West | -37.3669 | 145.8228 | 1102 | 18 | 3 | 1138 | 2.9 | 0.4 | 7 | 16.6667 | 2.6133
S38E145_RES_5932 | West | -37.3703 | 145.6111 | 770 | 15 | 3 | 2004 | 4.9 | 0.6 | 6 | 20 | 2.6133
S38E145_RES_6085 | West | -37.36 | 145.8467 | 770 | 20 | 3 | 594 | 1.9 | 0.3 | 11 | 15 | 2.6133
S38E145_RES_6096 | West | -37.3594 | 145.315 | 559 | 10 | 3 | 1670 | 6.2 | 1.1 | 3 | 30 | 2.6133
S38E145_RES_6118 | West | -37.3581 | 145.3106 | 550 | 10 | 3 | 1707 | 5.6 | 0.9 | 3 | 30 | 2.6133
S38E145_RES_6037 | West | -37.3642 | 145.8614 | 880 | 15 | 3 | 1348 | 3.3 | 0.4 | 6 | 20 | 2.6133
S38E145_RES_6058 | West | -37.3626 | 145.8232 | 1121 | 21 | 3 | 1101 | 2.2 | 0.2 | 12 | 14.2857 | 2.6133
S38E145_RES_6346 | West | -37.3407 | 145.8913 | 1022 | 14 | 3 | 1305 | 2.7 | 0.3 | 9 | 21.4286 | 2.6133
S38E145_RES_6279 | West | -37.3465 | 145.8228 | 1141 | 18 | 3 | 1398 | 2.8 | 0.3 | 10 | 16.6667 | 2.6133
S38E145_RES_6303 | West | -37.3445 | 145.586 | 682 | 14 | 3 | 928 | 3.1 | 0.5 | 6 | 21.4286 | 2.6133
S38E145_RES_6316 | West | -37.3428 | 145.85 | 639 | 18 | 3 | 235 | 0.8 | 0.1 | 20 | 16.6667 | 2.6133
S38E145_RES_6255 | West | -37.3488 | 145.6103 | 749 | 13 | 3 | 1286 | 3.5 | 0.5 | 6 | 23.0769 | 2.6133
S38E145_RES_6466 | West | -37.329 | 145.2423 | 549 | 15 | 3 | 2140 | 4.7 | 0.5 | 5 | 20 | 2.6133
S38E145_RES_6476 | West | -37.3278 | 145.2156 | 580 | 9 | 3 | 1819 | 7.2 | 1.4 | 2 | 33.3333 | 2.6133
S38E145_RES_6486 | West | -37.3269 | 145.5997 | 680 | 9 | 3 | 1670 | 6.2 | 1.2 | 3 | 33.3333 | 2.6133
S38E145_RES_6507 | West | -37.3256 | 145.9003 | 670 | 14 | 3 | 489 | 1.6 | 0.3 | 10 | 21.4286 | 2.6133
S38E145_RES_6520 | West | -37.3246 | 145.2448 | 569 | 10 | 3 | 1745 | 6.2 | 1.1 | 3 | 30 | 2.6133
S38E145_RES_6533 | West | -37.3239 | 145.6113 | 711 | 19 | 3 | 1058 | 3.3 | 0.5 | 7 | 15.7895 | 2.6133
S38E145_RES_6656 | West | -37.3127 | 145.2106 | 561 | 20 | 3 | 2227 | 5.1 | 0.6 | 6 | 15 | 2.6133
S38E145_RES_6659 | West | -37.3121 | 145.6103 | 749 | 21 | 3 | 1732 | 2.9 | 0.2 | 13 | 14.2857 | 2.6133
S38E145_RES_6567 | West | -37.3208 | 145.5497 | 590 | 14 | 3 | 1930 | 4.1 | 0.4 | 7 | 21.4286 | 2.6133
S38E145_RES_6722 | West | -37.3047 | 145.5936 | 700 | 17 | 3 | 1633 | 3.3 | 0.3 | 8 | 17.6471 | 2.6133
S38E145_RES_6752 | West | -37.2978 | 145.5964 | 710 | 10 | 3 | 2041 | 6.6 | 1.1 | 3 | 30 | 2.6133
S38E145_RES_6681 | West | -37.3103 | 145.6201 | 751 | 17 | 3 | 1738 | 3.2 | 0.3 | 9 | 17.6471 | 2.6133
S38E145_RES_6872 | West | -37.2771 | 145.5818 | 699 | 20 | 3 | 1992 | 3 | 0.2 | 12 | 15 | 2.6133
S38E145_RES_6917 | West | -37.2667 | 145.5944 | 670 | 17 | 3 | 1559 | 3.4 | 0.4 | 7 | 17.6471 | 2.6133
S38E145_RES_6973 | West | -37.2594 | 145.5842 | 650 | 18 | 3 | 1479 | 4 | 0.6 | 5 | 16.6667 | 2.6133
S38E145_RES_6977 | West | -37.257 | 145.5932 | 619 | 25 | 3 | 1770 | 3.7 | 0.4 | 8 | 12 | 2.6133
S38E145_RES_7060 | West | -37.2394 | 145.5624 | 689 | 28 | 3 | 1114 | 2.3 | 0.2 | 13 | 10.7143 | 2.6133
S38E145_RES_7007 | West | -37.2507 | 145.5677 | 708 | 22 | 3 | 2821 | 4.6 | 0.4 | 9 | 13.6364 | 2.6133
S38E145_RES_7088 | West | -37.2319 | 145.5647 | 700 | 16 | 3 | 2122 | 5.3 | 0.7 | 4 | 18.75 | 2.6133
S38E145_RES_7275 | West | -37.1714 | 145.1948 | 612 | 10 | 3 | 1423 | 5.2 | 0.9 | 3 | 30 | 2.6133
S38E145_RES_7201 | West | -37.1822 | 145.2165 | 472 | 12 | 3 | 1293 | 4.3 | 0.7 | 4 | 25 | 2.6133
S38E145_RES_7230 | West | -37.1771 | 145.1803 | 642 | 22 | 3 | 1120 | 1.8 | 0.1 | 18 | 13.6364 | 2.6133
S38E145_RES_7147 | West | -37.2143 | 145.5585 | 612 | 18 | 3 | 1726 | 3.1 | 0.3 | 10 | 16.6667 | 2.6133
S38E145_RES_7289 | West | -37.1703 | 145.1456 | 630 | 11 | 3 | 1999 | 6.4 | 1 | 3 | 27.2727 | 2.6133
S38E145_RES_7372 | West | -37.1643 | 145.184 | 641 | 24 | 3 | 2030 | 4 | 0.4 | 8 | 12.5 | 2.6133
S38E145_RES_7379 | West | -37.1635 | 145.1602 | 661 | 11 | 3 | 1368 | 4.3 | 0.7 | 4 | 27.2727 | 2.6133
S38E145_RES_7433 | West | -37.1592 | 145.2211 | 590 | 20 | 3 | 1943 | 4.1 | 0.4 | 6 | 15 | 2.6133
S38E145_RES_7489 | West | -37.1552 | 145.1727 | 661 | 11 | 3 | 1708 | 4.2 | 0.5 | 5 | 27.2727 | 2.6133
S38E145_RES_7641 | West | -37.1414 | 145.1278 | 540 | 13 | 3 | 1615 | 3.6 | 0.4 | 7 | 23.0769 | 2.6133
S38E145_RES_7649 | West | -37.1411 | 145.1625 | 560 | 26 | 3 | 1906 | 2.9 | 0.2 | 13 | 11.5385 | 2.6133
S38E145_RES_7666 | West | -37.1394 | 145.1302 | 519 | 22 | 3 | 1027 | 1.9 | 0.2 | 19 | 13.6364 | 2.6133
S38E145_RES_7667 | West | -37.1393 | 145.1377 | 478 | 13 | 3 | 1467 | 4.9 | 0.8 | 4 | 23.0769 | 2.6133
S38E145_RES_7735 | West | -37.1322 | 145.1413 | 459 | 11 | 3 | 1690 | 4.8 | 0.7 | 4 | 27.2727 | 2.6133
S38E145_RES_7745 | West | -37.1314 | 145.4964 | 530 | 19 | 3 | 848 | 2.1 | 0.2 | 11 | 15.7895 | 2.6133
S38E145_RES_7818 | West | -37.1256 | 145.4832 | 511 | 17 | 3 | 1213 | 3.4 | 0.5 | 7 | 17.6471 | 2.6133
S38E145_RES_7823 | West | -37.1253 | 145.5102 | 499 | 12 | 3 | 1281 | 4 | 0.6 | 4 | 25 | 2.6133
S38E145_RES_7875 | West | -37.1214 | 145.4431 | 600 | 22 | 3 | 1999 | 4 | 0.4 | 8 | 13.6364 | 2.6133
S38E145_RES_7929 | West | -37.1181 | 145.4494 | 580 | 15 | 3 | 2191 | 6.3 | 0.9 | 4 | 20 | 2.6133
S38E145_RES_7972 | West | -37.1152 | 145.2635 | 457 | 24 | 3 | 1182 | 1.8 | 0.1 | 19 | 12.5 | 2.6133
S38E145_RES_7984 | West | -37.1142 | 145.2703 | 460 | 18 | 3 | 1609 | 3.8 | 0.4 | 6 | 16.6667 | 2.6133
S38E145_RES_8004 | West | -37.1132 | 145.4164 | 572 | 12 | 3 | 1634 | 5.3 | 0.9 | 3 | 25 | 2.6133
S38E145_RES_8019 | West | -37.1124 | 145.2544 | 451 | 18 | 3 | 1560 | 3.9 | 0.5 | 7 | 16.6667 | 2.6133
S38E145_RES_8147 | West | -37.1064 | 145.4456 | 561 | 30 | 3 | 1696 | 2 | 0.1 | 25 | 10 | 2.6133
S38E145_RES_8233 | West | -37.1032 | 145.2694 | 511 | 16 | 3 | 1950 | 4.7 | 0.6 | 6 | 18.75 | 2.6133
S38E145_RES_8269 | West | -37.1001 | 145.54 | 572 | 11 | 3 | 1566 | 4.8 | 0.7 | 4 | 27.2727 | 2.6133
S38E145_RES_8281 | West | -37.0989 | 145.4747 | 560 | 32 | 3 | 1362 | 2.5 | 0.2 | 14 | 9.375 | 2.6133
S38E145_RES_8310 | West | -37.0968 | 145.2485 | 454 | 15 | 3 | 1529 | 4 | 0.5 | 6 | 20 | 2.6133
S38E145_RES_8342 | West | -37.0909 | 145.4161 | 601 | 10 | 3 | 1968 | 7.2 | 1.3 | 3 | 30 | 2.6133
S38E145_RES_8354 | West | -37.0894 | 145.4069 | 601 | 10 | 3 | 1659 | 5.5 | 0.9 | 3 | 30 | 2.6133
S38E145_RES_8360 | West | -37.0887 | 145.3933 | 591 | 13 | 3 | 2179 | 5.8 | 0.8 | 4 | 23.0769 | 2.6133
S38E145_RES_8362 | West | -37.0883 | 145.549 | 592 | 21 | 3 | 1987 | 3.9 | 0.4 | 8 | 14.2857 | 2.6133
S38E145_RES_8364 | West | -37.0879 | 145.419 | 601 | 9 | 3 | 1461 | 4.8 | 0.8 | 3 | 33.3333 | 2.6133
S38E145_RES_8416 | West | -37.069 | 145.5627 | 609 | 14 | 3 | 1938 | 5.2 | 0.7 | 5 | 21.4286 | 2.6133
S38E145_RES_8423 | West | -37.0644 | 145.5617 | 620 | 11 | 3 | 1795 | 5.6 | 0.9 | 4 | 27.2727 | 2.6133
S38E145_RES_8428 | West | -37.0617 | 145.4153 | 600 | 15 | 3 | 1894 | 4.5 | 0.5 | 6 | 20 | 2.6133
S38E145_RES_8465 | West | -37.026 | 145.5636 | 601 | 20 | 3 | 1424 | 2.9 | 0.3 | 12 | 15 | 2.6133
S38E145_RES_8468 | West | -37.0214 | 145.5606 | 560 | 17 | 3 | 1251 | 4.1 | 0.7 | 5 | 17.6471 | 2.6133
S38E146_RES_1073 | Central | -37.8637 | 146.0784 | 548 | 13 | 3 | 1814 | 4.8 | 0.6 | 4 | 23.0769 | 2.6133
S38E146_RES_1045 | Central | -37.865 | 146.6419 | 490 | 16 | 3 | 415 | 1.4 | 0.2 | 11 | 18.75 | 2.6133
S38E146_RES_1414 | Central | -37.8467 | 146.1297 | 640 | 15 | 3 | 586 | 1.9 | 0.3 | 8 | 20 | 2.6133
S38E146_RES_1278 | Central | -37.8528 | 146.1144 | 651 | 12 | 3 | 1249 | 3.5 | 0.5 | 5 | 25 | 2.6133
S38E146_RES_129 | Central | -37.9381 | 146.5411 | 490 | 19 | 3 | 842 | 2.1 | 0.3 | 13 | 15.7895 | 2.6133
S38E146_RES_1145 | Central | -37.8594 | 146.0708 | 589 | 15 | 3 | 1253 | 3.1 | 0.4 | 7 | 20 | 2.6133
S38E146_RES_1587 | Central | -37.8393 | 146.6523 | 449 | 15 | 3 | 611 | 1.5 | 0.2 | 14 | 20 | 2.6133
S38E146_RES_1920 | Central | -37.8264 | 146.0989 | 1040 | 16 | 3 | 815 | 2.1 | 0.3 | 10 | 18.75 | 2.6133
S38E146_RES_1932 | Central | -37.826 | 146.3371 | 1138 | 10 | 3 | 1484 | 4.2 | 0.6 | 4 | 30 | 2.6133
S38E146_RES_18 | Central | -37.9625 | 146.5892 | 390 | 20 | 3 | 777 | 2.1 | 0.3 | 11 | 15 | 2.6133
S38E146_RES_189 | Central | -37.9264 | 146.4666 | 581 | 9 | 3 | 1802 | 5.6 | 0.9 | 3 | 33.3333 | 2.6133
S38E146_RES_2126 | Central | -37.8186 | 146.6253 | 480 | 16 | 3 | 816 | 2.4 | 0.3 | 9 | 18.75 | 2.6133
S38E146_RES_2157 | Central | -37.8177 | 146.229 | 1218 | 13 | 3 | 469 | 1.5 | 0.2 | 14 | 23.0769 | 2.6133
S38E146_RES_202 | Central | -37.9244 | 146.5442 | 501 | 14 | 3 | 569 | 1.6 | 0.2 | 12 | 21.4286 | 2.6133
S38E146_RES_2030 | Central | -37.8222 | 146.0697 | 820 | 24 | 3 | 989 | 2.3 | 0.3 | 13 | 12.5 | 2.6133
S38E146_RES_2325 | Central | -37.8112 | 146.0808 | 918 | 18 | 3 | 1748 | 3.6 | 0.4 | 8 | 16.6667 | 2.6133
S38E146_RES_2518 | Central | -37.8044 | 146.2262 | 1179 | 25 | 3 | 235 | 0.4 | 0 | 86 | 12 | 2.6133
S38E146_RES_2525 | Central | -37.8041 | 146.0394 | 691 | 20 | 3 | 903 | 2.9 | 0.5 | 7 | 15 | 2.6133
S38E146_RES_370 | Central | -37.9108 | 146.3028 | 790 | 17 | 3 | 600 | 1.7 | 0.2 | 10 | 17.6471 | 2.6133
S38E146_RES_422 | Central | -37.9086 | 146.286 | 732 | 11 | 3 | 1341 | 3.8 | 0.5 | 5 | 27.2727 | 2.6133
S38E146_RES_281 | Central | -37.9172 | 146.5433 | 500 | 17 | 3 | 371 | 0.9 | 0.1 | 27 | 17.6471 | 2.6133
S38E146_RES_667 | Central | -37.8914 | 146.0706 | 510 | 17 | 3 | 1342 | 3.8 | 0.5 | 5 | 17.6471 | 2.6133
S38E146_RES_664 | Central | -37.8916 | 146.0661 | 521 | 13 | 3 | 1550 | 4.2 | 0.6 | 5 | 23.0769 | 2.6133
S38E146_RES_48 | Central | -37.9566 | 146.5722 | 429 | 17 | 3 | 827 | 2.4 | 0.4 | 9 | 17.6471 | 2.6133
S38E146_RES_486 | Central | -37.9052 | 146.0783 | 509 | 13 | 3 | 1656 | 4.4 | 0.6 | 5 | 23.0769 | 2.6133
S38E146_RES_892 | Central | -37.8727 | 146.5485 | 577 | 18 | 3 | 525 | 1.4 | 0.2 | 14 | 16.6667 | 2.6133
S38E146_RES_858 | Central | -37.8746 | 146.5587 | 649 | 13 | 3 | 1496 | 3.4 | 0.4 | 7 | 23.0769 | 2.6133
S38E146_RES_91 | Central | -37.947 | 146.565 | 409 | 23 | 3 | 791 | 2 | 0.3 | 13 | 13.0435 | 2.6133
S38E146_RES_2871 | Central | -37.7887 | 146.2959 | 1221 | 24 | 3 | 1438 | 2.4 | 0.2 | 16 | 12.5 | 2.6133
S38E146_RES_2731 | Central | -37.7942 | 146.0472 | 790 | 15 | 3 | 1898 | 4.6 | 0.6 | 6 | 20 | 2.6133
S38E146_RES_2764 | Central | -37.793 | 146.3321 | 942 | 13 | 3 | 913 | 2.3 | 0.3 | 9 | 23.0769 | 2.6133
S38E146_RES_3040 | Central | -37.7825 | 146.1822 | 1090 | 12 | 3 | 1160 | 4 | 0.7 | 4 | 25 | 2.6133
S38E146_RES_3051 | Central | -37.7822 | 146.1438 | 1049 | 16 | 3 | 1229 | 2.7 | 0.3 | 10 | 18.75 | 2.6133
S38E146_RES_3067 | Central | -37.7819 | 146.5944 | 611 | 16 | 3 | 710 | 1.6 | 0.2 | 15 | 18.75 | 2.6133
S38E146_RES_3190 | Central | -37.7777 | 146.1585 | 978 | 21 | 3 | 678 | 1.5 | 0.2 | 19 | 14.2857 | 2.6133
S38E146_RES_3254 | Central | -37.7765 | 146.0895 | 859 | 17 | 3 | 1384 | 3.4 | 0.4 | 8 | 17.6471 | 2.6133
S38E146_RES_3388 | Central | -37.7735 | 146.2769 | 1111 | 12 | 3 | 1260 | 2.6 | 0.3 | 10 | 25 | 2.6133
S38E146_RES_3401 | Central | -37.7732 | 146.2718 | 1179 | 13 | 3 | 1519 | 4.3 | 0.6 | 5 | 23.0769 | 2.6133
S38E146_RES_3404 | Central | -37.7731 | 146.1606 | 1020 | 23 | 3 | 1515 | 2.8 | 0.3 | 10 | 13.0435 | 2.6133
S38E146_RES_3438 | Central | -37.7722 | 146.1922 | 1110 | 13 | 3 | 1799 | 4.2 | 0.5 | 5 | 23.0769 | 2.6133
S38E146_RES_3590 | Central | -37.7675 | 146.2914 | 930 | 18 | 3 | 432 | 1.1 | 0.2 | 22 | 16.6667 | 2.6133
S38E146_RES_3556 | Central | -37.7686 | 146.2956 | 980 | 16 | 3 | 1483 | 4.3 | 0.6 | 4 | 18.75 | 2.6133
S38E146_RES_3569 | Central | -37.7681 | 146.1646 | 1061 | 17 | 3 | 1433 | 3.5 | 0.4 | 7 | 17.6471 | 2.6133
S38E146_RES_3650 | Central | -37.7653 | 146.0876 | 939 | 19 | 3 | 1439 | 3.5 | 0.4 | 7 | 15.7895 | 2.6133
S38E146_RES_3655 | Central | -37.7652 | 146.2738 | 1117 | 20 | 3 | 1385 | 2.8 | 0.3 | 10 | 15 | 2.6133
S38E146_RES_3792 | Central | -37.76 | 146.5697 | 760 | 16 | 3 | 346 | 1.2 | 0.2 | 15 | 18.75 | 2.6133
S38E146_RES_3819 | Central | -37.7589 | 146.26 | 1040 | 15 | 3 | 1211 | 3.4 | 0.5 | 6 | 20 | 2.6133
S38E146_RES_3822 | Central | -37.7586 | 146.1896 | 1109 | 17 | 3 | 995 | 1.5 | 0.1 | 23 | 17.6471 | 2.6133
S38E146_RES_3777 | Central | -37.7604 | 146.0873 | 948 | 13 | 3 | 2062 | 6 | 0.9 | 3 | 23.0769 | 2.6133
S38E146_RES_3953 | Central | -37.7522 | 146.2439 | 1071 | 15 | 3 | 1223 | 2.5 | 0.2 | 10 | 20 | 2.6133
S38E146_RES_4026 | Central | -37.7485 | 146.1762 | 991 | 16 | 3 | 544 | 1.6 | 0.2 | 11 | 18.75 | 2.6133
S38E146_RES_4059 | Central | -37.7466 | 146.1851 | 1019 | 12 | 3 | 926 | 1.9 | 0.2 | 12 | 25 | 2.6133
S38E146_RES_4101 | Central | -37.7436 | 146.5681 | 900 | 15 | 3 | 729 | 2.4 | 0.4 | 7 | 20 | 2.6133
S38E146_RES_4323 | Central | -37.7264 | 146.5208 | 1030 | 19 | 3 | 507 | 1.5 | 0.2 | 13 | 15.7895 | 2.6133
S38E146_RES_4248 | Central | -37.7321 | 146.1974 | 1000 | 16 | 3 | 1260 | 3 | 0.4 | 8 | 18.75 | 2.6133
S38E146_RES_4243 | Central | -37.7325 | 146.2075 | 1040 | 17 | 3 | 1811 | 3.1 | 0.3 | 10 | 17.6471 | 2.6133
S38E146_RES_4736 | Central | -37.6906 | 146.1588 | 1089 | 12 | 3 | 1607 | 4.2 | 0.6 | 5 | 25 | 2.6133
S38E146_RES_4357 | Central | -37.7242 | 146.1666 | 1019 | 29 | 3 | 1873 | 3.6 | 0.4 | 10 | 10.3448 | 2.6133
S38E146_RES_4429 | Central | -37.7189 | 146.16 | 1030 | 21 | 3 | 1824 | 4.2 | 0.5 | 6 | 14.2857 | 2.6133
S38E146_RES_4559 | Central | -37.7067 | 146.1464 | 1040 | 12 | 3 | 1050 | 3.2 | 0.5 | 5 | 25 | 2.6133
S38E146_RES_4560 | Central | -37.7067 | 146.1481 | 1030 | 11 | 3 | 1484 | 5.2 | 0.9 | 3 | 27.2727 | 2.6133
S38E146_RES_5097 | Central | -37.6558 | 146.4934 | 1239 | 26 | 3 | 1626 | 2.2 | 0.1 | 22 | 11.5385 | 2.6133
S38E146_RES_4753 | Central | -37.6881 | 146.1596 | 1082 | 23 | 3 | 2675 | 3.5 | 0.2 | 13 | 13.0435 | 2.6133
S38E146_RES_5192 | Central | -37.6494 | 146.5081 | 1110 | 17 | 3 | 315 | 1.1 | 0.2 | 17 | 17.6471 | 2.6133
S38E146_RES_5217 | Central | -37.6481 | 146.0719 | 1050 | 14 | 3 | 2151 | 6.2 | 0.9 | 4 | 21.4286 | 2.6133
S38E146_RES_5281 | Central | -37.6417 | 146.1242 | 1139 | 24 | 3 | 2398 | 3.8 | 0.3 | 11 | 12.5 | 2.6133
S38E146_RES_5248 | Central | -37.6451 | 146.0715 | 1060 | 14 | 3 | 2034 | 5.3 | 0.7 | 5 | 21.4286 | 2.6133
S38E146_RES_5251 | Central | -37.644 | 146.1422 | 1151 | 19 | 3 | 2527 | 4 | 0.3 | 11 | 15.7895 | 2.6133
S38E146_RES_5254 | Central | -37.6436 | 146.0341 | 971 | 24 | 3 | 903 | 2 | 0.2 | 16 | 12.5 | 2.6133
S38E146_RES_5256 | Central | -37.6432 | 146.1569 | 1151 | 17 | 3 | 970 | 2.7 | 0.4 | 9 | 17.6471 | 2.6133
S38E146_RES_5437 | Central | -37.6335 | 146.1715 | 1099 | 16 | 3 | 284 | 0.9 | 0.1 | 20 | 18.75 | 2.6133
S38E146_RES_5372 | Central | -37.6367 | 146.0307 | 971 | 18 | 3 | 1229 | 2.4 | 0.2 | 12 | 16.6667 | 2.6133
S38E146_RES_5531 | Central | -37.6294 | 146.1761 | 1150 | 21 | 3 | 1027 | 2 | 0.2 | 16 | 14.2857 | 2.6133
S38E146_RES_5458 | Central | -37.6325 | 146.4708 | 1160 | 13 | 3 | 587 | 2 | 0.3 | 8 | 23.0769 | 2.6133
S38E146_RES_5482 | Central | -37.6314 | 146.1244 | 1170 | 10 | 3 | 1532 | 5.3 | 0.9 | 3 | 30 | 2.6133
S38E146_RES_5524 | Central | -37.6297 | 146.1183 | 1150 | 13 | 3 | 2089 | 5.2 | 0.7 | 4 | 23.0769 | 2.6133
S38E146_RES_10019 | Central | -37.3903 | 146.8208 | 1360 | 20 | 3 | 1738 | 2.4 | 0.2 | 16 | 15 | 2.6133
S38E146_RES_10059 | Central | -37.3877 | 146.813 | 1371 | 16 | 3 | 2734 | 6.6 | 0.8 | 4 | 18.75 | 2.6133
S38E146_RES_11757 | Central | -37.1273 | 146.5296 | 1322 | 14 | 3 | 1027 | 2.5 | 0.3 | 10 | 21.4286 | 2.6133
S38E146_RES_12032 | Central | -37.0873 | 146.4214 | 1321 | 17 | 3 | 372 | 1.2 | 0.2 | 17 | 17.6471 | 2.6133
S38E146_RES_12192 | Central | -37.0633 | 146.3194 | 850 | 21 | 3 | 2055 | 4.9 | 0.6 | 6 | 14.2857 | 2.6133
S38E146_RES_12273 | Central | -37.0539 | 146.252 | 751 | 14 | 3 | 2191 | 6.3 | 0.9 | 4 | 21.4286 | 2.6133
S38E146_RES_12663 | Central | -37.0253 | 146.4036 | 1080 | 9 | 3 | 1548 | 5.4 | 0.9 | 3 | 33.3333 | 2.6133
S38E146_RES_5616 | Central | -37.6248 | 146.1225 | 1159 | 12 | 3 | 1892 | 4.4 | 0.5 | 5 | 25 | 2.6133
S38E146_RES_5699 | Central | -37.6204 | 146.3583 | 959 | 15 | 3 | 525 | 1.6 | 0.2 | 11 | 20 | 2.6133
S38E146_RES_5748 | Central | -37.6188 | 146.1273 | 1108 | 19 | 3 | 482 | 1.3 | 0.2 | 17 | 15.7895 | 2.6133
S38E146_RES_5923 | Central | -37.6085 | 146.1321 | 1171 | 13 | 3 | 1917 | 5.6 | 0.8 | 4 | 23.0769 | 2.6133
S38E146_RES_6097 | Central | -37.6 | 146.1311 | 1039 | 24 | 3 | 254 | 0.8 | 0.1 | 26 | 12.5 | 2.6133
S38E146_RES_6373 | Central | -37.5865 | 146.4811 | 1141 | 19 | 3 | 1662 | 3.3 | 0.3 | 10 | 15.7895 | 2.6133
S38E146_RES_6384 | Central | -37.586 | 146.5132 | 1137 | 9 | 3 | 1490 | 4.4 | 0.6 | 4 | 33.3333 | 2.6133
S38E146_RES_6838 | Central | -37.5471 | 146.4576 | 919 | 15 | 3 | 334 | 1.1 | 0.2 | 16 | 20 | 2.6133
S38E146_RES_6860 | Central | -37.5457 | 146.4833 | 1288 | 17 | 3 | 2219 | 4.8 | 0.5 | 5 | 17.6471 | 2.6133
S38E146_RES_6960 | Central | -37.54 | 146.4769 | 1220 | 24 | 3 | 1497 | 1.5 | 0.1 | 35 | 12.5 | 2.6133
S38E146_RES_7072 | Central | -37.5317 | 146.4367 | 930 | 18 | 3 | 346 | 1.2 | 0.2 | 15 | 16.6667 | 2.6133
S38E146_RES_7150 | Central | -37.5269 | 146.4452 | 1001 | 14 | 3 | 556 | 1.5 | 0.2 | 14 | 21.4286 | 2.6133
S38E146_RES_7404 | Central | -37.5117 | 146.9714 | 1060 | 9 | 3 | 1719 | 7 | 1.4 | 2 | 33.3333 | 2.6133
S38E146_RES_7439 | Central | -37.5097 | 146.9753 | 1060 | 14 | 3 | 1409 | 4.4 | 0.7 | 4 | 21.4286 | 2.6133
S38E146_RES_7475 | Central | -37.5082 | 146.1533 | 899 | 17 | 3 | 482 | 1.6 | 0.3 | 10 | 17.6471 | 2.6133
S38E146_RES_7579 | Central | -37.5028 | 146.9913 | 1109 | 17 | 3 | 593 | 2.1 | 0.4 | 9 | 17.6471 | 2.6133
S38E146_RES_7660 | Central | -37.4995 | 146.9442 | 1091 | 16 | 3 | 1187 | 3.2 | 0.4 | 6 | 18.75 | 2.6133
S38E146_RES_7986 | Central | -37.4883 | 146.1481 | 780 | 17 | 3 | 384 | 0.9 | 0.1 | 29 | 17.6471 | 2.6133
S38E146_RES_8065 | Central | -37.4864 | 146.9799 | 1012 | 13 | 3 | 1428 | 4.9 | 0.8 | 4 | 23.0769 | 2.6133
S38E146_RES_8787 | Central | -37.4475 | 146.8288 | 1429 | 23 | 3 | 587 | 1.3 | 0.1 | 20 | 13.0435 | 2.6133
S38E146_RES_8933 | Central | -37.4422 | 146.7589 | 1440 | 12 | 3 | 1396 | 4.7 | 0.8 | 4 | 25 | 2.6133
S38E146_RES_9394 | Central | -37.4222 | 146.8157 | 1421 | 20 | 3 | 1354 | 2.5 | 0.2 | 13 | 15 | 2.6133
S38E146_RES_9650 | Central | -37.4083 | 146.8138 | 1371 | 32 | 3 | 1033 | 1.8 | 0.1 | 23 | 9.375 | 2.6133
S38E146_RES_9808 | Central | -37.4011 | 146.8356 | 1330 | 20 | 3 | 1367 | 2.8 | 0.3 | 11 | 15 | 2.6133
S38E146_RES_9900 | Central | -37.3956 | 146.7851 | 1273 | 22 | 3 | 792 | 1.7 | 0.2 | 17 | 13.6364 | 2.6133
S38E146_RES_9904 | Central | -37.3954 | 146.8124 | 1357 | 21 | 3 | 1651 | 2.5 | 0.2 | 14 | 14.2857 | 2.6133
S38E146_RES_9909 | Central | -37.3952 | 146.8261 | 1391 | 22 | 3 | 2480 | 4.6 | 0.4 | 7 | 13.6364 | 2.6133
S38E146_RES_9947 | Central | -37.3937 | 146.7905 | 1219 | 22 | 3 | 414 | 1.1 | 0.2 | 21 | 13.6364 | 2.6133
S38E147_RES_1008 | Central | -37.4839 | 147.0231 | 1100 | 12 | 3 | 1286 | 4.4 | 0.8 | 4 | 25 | 2.6133
S38E147_RES_1204 | Central | -37.4698 | 147.0115 | 1139 | 15 | 3 | 1422 | 3.6 | 0.5 | 7 | 20 | 2.6133
S38E147_RES_1279 | Central | -37.4647 | 147.6883 | 690 | 23 | 3 | 550 | 1.7 | 0.3 | 13 | 13.0435 | 2.6133
S38E147_RES_1343 | Central | -37.4611 | 147.0311 | 1210 | 19 | 3 | 1138 | 3 | 0.4 | 9 | 15.7895 | 2.6133
S38E147_RES_1366 | Central | -37.4599 | 147.682 | 671 | 18 | 3 | 452 | 1.4 | 0.2 | 13 | 16.6667 | 2.6133
S38E147_RES_1384 | Central | -37.4587 | 147.0267 | 1212 | 16 | 3 | 1008 | 3 | 0.5 | 7 | 18.75 | 2.6133
S38E147_RES_1456 | Central | -37.4525 | 147.6758 | 719 | 22 | 3 | 532 | 1.5 | 0.2 | 14 | 13.6364 | 2.6133
S38E147_RES_1686 | Central | -37.4258 | 147.5351 | 659 | 15 | 3 | 655 | 1.9 | 0.3 | 10 | 20 | 2.6133
S38E147_RES_1955 | Central | -37.4112 | 147.6393 | 847 | 19 | 3 | 1329 | 3.7 | 0.5 | 6 | 15.7895 | 2.6133
S38E147_RES_2329 | Central | -37.3968 | 147.5596 | 857 | 22 | 3 | 693 | 1.8 | 0.2 | 14 | 13.6364 | 2.6133
S38E147_RES_2455 | Central | -37.3919 | 147.1656 | 919 | 21 | 3 | 563 | 1.6 | 0.2 | 13 | 14.2857 | 2.6133
S38E147_RES_261 | Central | -37.5972 | 147.2848 | 459 | 20 | 3 | 1112 | 2.3 | 0.2 | 13 | 15 | 2.6133
S38E147_RES_303 | Central | -37.5917 | 147.066 | 771 | 17 | 3 | 859 | 2.1 | 0.3 | 10 | 17.6471 | 2.6133
S38E147_RES_394 | Central | -37.5614 | 147.0045 | 739 | 20 | 3 | 340 | 0.9 | 0.1 | 27 | 15 | 2.6133
S38E147_RES_579 | Central | -37.5256 | 147.9064 | 440 | 17 | 3 | 556 | 1.7 | 0.2 | 10 | 17.6471 | 2.6133
S38E147_RES_887 | Central | -37.495 | 147.0221 | 1139 | 21 | 3 | 513 | 1.5 | 0.2 | 14 | 14.2857 | 2.6133
S38E147_RES_2647 | Central | -37.3842 | 147.182 | 1028 | 26 | 3 | 557 | 1.3 | 0.2 | 20 | 11.5385 | 2.6133
S38E147_RES_2663 | Central | -37.3838 | 147.9429 | 659 | 17 | 3 | 544 | 1.3 | 0.2 | 16 | 17.6471 | 2.6133
S38E147_RES_2915 | Central | -37.3751 | 147.7099 | 789 | 22 | 3 | 452 | 1.2 | 0.2 | 18 | 13.6364 | 2.6133
S38E147_RES_3071 | Central | -37.3703 | 147.6647 | 820 | 17 | 3 | 532 | 1.5 | 0.2 | 13 | 17.6471 | 2.6133
S38E147_RES_3577 | Central | -37.3549 | 147.2335 | 689 | 12 | 3 | 359 | 1.2 | 0.2 | 13 | 25 | 2.6133
S38E147_RES_4000 | Central | -37.3425 | 147.5619 | 1150 | 20 | 3 | 526 | 1.4 | 0.2 | 17 | 15 | 2.6133
S38E147_RES_4226 | Central | -37.3369 | 147.6864 | 650 | 17 | 3 | 303 | 0.9 | 0.1 | 20 | 17.6471 | 2.6133
S38E147_RES_4238 | Central | -37.3367 | 147.7146 | 619 | 17 | 3 | 940 | 2.6 | 0.4 | 7 | 17.6471 | 2.6133
S38E147_RES_4260 | Central | -37.336 | 147.7093 | 568 | 20 | 3 | 841 | 2 | 0.2 | 13 | 15 | 2.6133
S38E147_RES_4320 | Central | -37.3343 | 147.6569 | 819 | 23 | 3 | 656 | 1.9 | 0.3 | 12 | 13.0435 | 2.6133
S38E147_RES_4325 | Central | -37.3342 | 147.9281 | 750 | 13 | 3 | 1212 | 2.9 | 0.3 | 7 | 23.0769 | 2.6133
S38E147_RES_4872 | Central | -37.316 | 147.6922 | 622 | 16 | 3 | 909 | 3 | 0.5 | 6 | 18.75 | 2.6133
S38E147_RES_4967 | Central | -37.3136 | 147.5348 | 1261 | 12 | 3 | 1281 | 3.7 | 0.5 | 6 | 25 | 2.6133
S38E147_RES_5009 | Central | -37.3129 | 147.6451 | 727 | 25 | 3 | 1021 | 1.5 | 0.1 | 28 | 12 | 2.6133
S38E147_RES_5020 | Central | -37.3128 | 147.5987 | 761 | 13 | 3 | 1039 | 3.3 | 0.5 | 6 | 23.0769 | 2.6133
S38E147_RES_5121 | Central | -37.3107 | 147.6193 | 711 | 24 | 3 | 1689 | 2.7 | 0.2 | 15 | 12.5 | 2.6133
S38E147_RES_5250 | Central | -37.3077 | 147.5056 | 1231 | 21 | 3 | 1670 | 3.9 | 0.4 | 7 | 14.2857 | 2.6133
S38E147_RES_5285 | Central | -37.3068 | 147.5209 | 1231 | 13 | 3 | 1002 | 3.1 | 0.5 | 6 | 23.0769 | 2.6133
S38E147_RES_5429 | Central | -37.3022 | 147.6292 | 690 | 20 | 3 | 649 | 1.9 | 0.3 | 12 | 15 | 2.6133
S38E147_RES_5475 | Central | -37.3003 | 147.6006 | 700 | 16 | 3 | 2128 | 4.3 | 0.4 | 6 | 18.75 | 2.6133
S38E147_RES_10062 | Central | -37.1506 | 147.7186 | 950 | 18 | 3 | 1034 | 2.4 | 0.3 | 11 | 16.6667 | 2.6133
S38E147_RES_10129 | Central | -37.1489 | 147.3436 | 1180 | 19 | 3 | 501 | 1.2 | 0.2 | 19 | 15.7895 | 2.6133
S38E147_RES_10138 | Central | -37.1486 | 147.6567 | 760 | 12 | 3 | 2042 | 6.7 | 1.1 | 3 | 25 | 2.6133
S38E147_RES_10158 | Central | -37.1481 | 147.8976 | 1338 | 15 | 3 | 1015 | 2.9 | 0.4 | 7 | 20 | 2.6133
S38E147_RES_10194 | Central | -37.1469 | 147.6764 | 840 | 18 | 3 | 619 | 1.6 | 0.2 | 13 | 16.6667 | 2.6133
S38E147_RES_10195 | Central | -37.1469 | 147.9011 | 1350 | 19 | 3 | 2017 | 4.2 | 0.4 | 8 | 15.7895 | 2.6133
S38E147_RES_10223 | Central | -37.146 | 147.921 | 1298 | 9 | 3 | 1770 | 6.2 | 1.1 | 3 | 33.3333 | 2.6133
S38E147_RES_10239 | Central | -37.1452 | 147.2104 | 1452 | 11 | 3 | 1881 | 6.6 | 1.1 | 3 | 27.2727 | 2.6133
S38E147_RES_10244 | Central | -37.145 | 147.6542 | 759 | 10 | 3 | 1869 | 7 | 1.3 | 3 | 30 | 2.6133
S38E147_RES_10351 | Central | -37.1418 | 147.1744 | 1462 | 24 | 3 | 1640 | 2.9 | 0.3 | 10 | 12.5 | 2.6133
S38E147_RES_10366 | Central | -37.1416 | 147.1727 | 1479 | 11 | 3 | 2290 | 6.7 | 1 | 3 | 27.2727 | 2.6133
S38E147_RES_10386 | Central | -37.1408 | 147.1803 | 1470 | 14 | 3 | 2030 | 4.6 | 0.5 | 5 | 21.4286 | 2.6133
S38E147_RES_10510 | Central | -37.137 | 147.7413 | 981 | 17 | 3 | 904 | 2.8 | 0.4 | 8 | 17.6471 | 2.6133
S38E147_RES_10512 | Central | -37.1369 | 147.5403 | 970 | 20 | 3 | 557 | 1.8 | 0.3 | 11 | 15 | 2.6133
S38E147_RES_10707 | Central | -37.1308 | 147.3375 | 1160 | 20 | 3 | 804 | 1.9 | 0.2 | 14 | 15 | 2.6133
S38E147_RES_10770 | Central | -37.1278 | 147.7142 | 1119 | 15 | 3 | 736 | 2.3 | 0.4 | 7 | 20 | 2.6133
S38E147_RES_10792 | Central | -37.1267 | 147.5278 | 1050 | 22 | 3 | 569 | 1.8 | 0.3 | 13 | 13.6364 | 2.6133
S38E147_RES_10875 | Central | -37.1228 | 147.3495 | 1101 | 19 | 3 | 1287 | 2.9 | 0.3 | 8 | 15.7895 | 2.6133
S38E147_RES_10882 | Central | -37.1225 | 147.6739 | 890 | 20 | 3 | 470 | 1.5 | 0.2 | 14 | 15 | 2.6133
S38E147_RES_10997 | Central | -37.1189 | 147.5256 | 1030 | 16 | 3 | 885 | 2.1 | 0.3 | 11 | 18.75 | 2.6133
S38E147_RES_11297 | Central | -37.1081 | 147.3403 | 1150 | 30 | 3 | 1764 | 2.5 | 0.2 | 19 | 10 | 2.6133
S38E147_RES_11317 | Central | -37.1072 | 147.4672 | 1150 | 18 | 3 | 1120 | 2.4 | 0.3 | 11 | 16.6667 | 2.6133
S38E147_RES_11623 | Central | -37.0968 | 147.9596 | 1289 | 14 | 3 | 873 | 2.3 | 0.3 | 8 | 21.4286 | 2.6133
S38E147_RES_11755 | Central | -37.0911 | 147.9507 | 1358 | 24 | 3 | 1003 | 2 | 0.2 | 15 | 12.5 | 2.6133
S38E147_RES_11878 | Central | -37.0836 | 147.2847 | 1290 | 19 | 3 | 1275 | 2.6 | 0.3 | 11 | 15.7895 | 2.6133
S38E147_RES_11933 | Central | -37.081 | 147.2752 | 1349 | 18 | 3 | 2600 | 5.3 | 0.5 | 5 | 16.6667 | 2.6133
S38E147_RES_11943 | Central | -37.0806 | 147.6972 | 1170 | 19 | 3 | 1622 | 2.8 | 0.2 | 11 | 15.7895 | 2.6133
S38E147_RES_11961 | Central | -37.0792 | 147.284 | 1321 | 11 | 3 | 1535 | 4 | 0.5 | 5 | 27.2727 | 2.6133
S38E147_RES_11969 | Central | -37.0789 | 147.3647 | 1250 | 23 | 3 | 1275 | 2.5 | 0.2 | 14 | 13.0435 | 2.6133
S38E147_RES_12058 | Central | -37.0725 | 147.92 | 1230 | 22 | 3 | 774 | 1.8 | 0.2 | 16 | 13.6364 | 2.6133
S38E147_RES_12127 | Central | -37.0692 | 147.3522 | 1240 | 19 | 3 | 2266 | 4.2 | 0.4 | 8 | 15.7895 | 2.6133
S38E147_RES_12161 | Central | -37.0678 | 147.6861 | 960 | 28 | 3 | 1752 | 2.8 | 0.2 | 14 | 10.7143 | 2.6133
S38E147_RES_12264 | Central | -37.063 | 147.925 | 1259 | 19 | 3 | 520 | 1.5 | 0.2 | 15 | 15.7895 | 2.6133
S38E147_RES_12355 | Central | -37.0553 | 147.5122 | 1110 | 21 | 3 | 1009 | 2.1 | 0.2 | 12 | 14.2857 | 2.6133
S38E147_RES_12407 | Central | -37.0508 | 147.267 | 1461 | 29 | 3 | 2904 | 4.3 | 0.3 | 10 | 10.3448 | 2.6133
S38E147_RES_12423 | Central | -37.0499 | 147.3052 | 1319 | 34 | 3 | 2068 | 2.1 | 0.1 | 30 | 8.8235 | 2.6133
S38E147_RES_12697 | Central | -37.0361 | 147.9647 | 1390 | 18 | 3 | 1003 | 2.2 | 0.2 | 12 | 16.6667 | 2.6133
S38E147_RES_12838 | Central | -37.0312 | 147.4096 | 1137 | 21 | 3 | 1721 | 3.6 | 0.4 | 8 | 14.2857 | 2.6133
S38E147_RES_12916 | Central | -37.0278 | 147.2925 | 1400 | 13 | 3 | 2365 | 6.5 | 0.9 | 3 | 23.0769 | 2.6133
S38E147_RES_12982 | Central | -37.0253 | 147.9653 | 1299 | 20 | 3 | 508 | 1 | 0.1 | 28 | 15 | 2.6133
S38E147_RES_13184 | Central | -37.0171 | 147.9385 | 1087 | 25 | 3 | 495 | 1.2 | 0.1 | 25 | 12 | 2.6133
S38E147_RES_13229 | Central | -37.0153 | 147.7632 | 1081 | 17 | 3 | 1554 | 3.3 | 0.3 | 9 | 17.6471 | 2.6133
S38E147_RES_13296 | Central | -37.0136 | 147.9063 | 1179 | 21 | 3 | 588 | 1.7 | 0.3 | 14 | 14.2857 | 2.6133
S38E147_RES_13588 | Central | -37.0025 | 147.3597 | 1351 | 16 | 3 | 1691 | 4.3 | 0.5 | 6 | 18.75 | 2.6133
S38E147_RES_5641 | Central | -37.295 | 147.5019 | 1159 | 33 | 3 | 1002 | 2 | 0.2 | 16 | 9.0909 | 2.6133
S38E147_RES_5643 | Central | -37.295 | 147.6278 | 670 | 13 | 3 | 990 | 2.8 | 0.4 | 6 | 23.0769 | 2.6133
S38E147_RES_5763 | Central | -37.2905 | 147.1974 | 1221 | 23 | 3 | 1640 | 2.9 | 0.3 | 12 | 13.0435 | 2.6133
S38E147_RES_5864 | Central | -37.2864 | 147.9106 | 650 | 15 | 3 | 452 | 1.5 | 0.3 | 10 | 20 | 2.6133
S38E147_RES_6156 | Central | -37.2765 | 147.4641 | 909 | 12 | 3 | 1584 | 4.4 | 0.6 | 5 | 25 | 2.6133
S38E147_RES_6215 | Central | -37.2747 | 147.548 | 899 | 18 | 3 | 619 | 1.9 | 0.3 | 10 | 16.6667 | 2.6133
S38E147_RES_6257 | Central | -37.2733 | 147.1933 | 1230 | 17 | 3 | 1441 | 3.6 | 0.4 | 6 | 17.6471 | 2.6133
S38E147_RES_6397 | Central | -37.2694 | 147.4651 | 871 | 13 | 3 | 1225 | 4.1 | 0.7 | 4 | 23.0769 | 2.6133
S38E147_RES_6452 | Central | -37.2681 | 147.9401 | 1191 | 19 | 3 | 1739 | 3.8 | 0.4 | 8 | 15.7895 | 2.6133
S38E147_RES_6566 | Central | -37.2646 | 147.1071 | 1159 | 21 | 3 | 767 | 1.9 | 0.2 | 12 | 14.2857 | 2.6133
S38E147_RES_6755 | Central | -37.2587 | 147.1089 | 1212 | 21 | 3 | 2227 | 4.2 | 0.4 | 8 | 14.2857 | 2.6133
S38E147_RES_6821 | Central | -37.2558 | 147.1949 | 1219 | 23 | 3 | 860 | 1.3 | 0.1 | 24 | 13.0435 | 2.6133
S38E147_RES_6833 | Central | -37.2556 | 147.38 | 1080 | 29 | 3 | 650 | 1.5 | 0.2 | 19 | 10.3448 | 2.6133
S38E147_RES_6918 | Central | -37.2531 | 147.9554 | 1038 | 19 | 3 | 792 | 1.9 | 0.2 | 12 | 15.7895 | 2.6133
S38E147_RES_6941 | Central | -37.2524 | 147.1013 | 1211 | 31 | 3 | 1726 | 2.9 | 0.2 | 14 | 9.6774 | 2.6133
S38E147_RES_7000 | Central | -37.2506 | 147.1937 | 1219 | 23 | 3 | 1163 | 1.7 | 0.1 | 21 | 13.0435 | 2.6133
S38E147_RES_7062 | Central | -37.2483 | 147.535 | 920 | 16 | 3 | 662 | 1.8 | 0.2 | 10 | 18.75 | 2.6133
S38E147_RES_7188 | Central | -37.2441 | 147.4321 | 1108 | 15 | 3 | 439 | 1.1 | 0.1 | 18 | 20 | 2.6133
S38E147_RES_7201 | Central | -37.2434 | 147.4476 | 951 | 16 | 3 | 699 | 1.9 | 0.3 | 10 | 18.75 | 2.6133
S38E147_RES_7247 | Central | -37.2417 | 147.9583 | 1039 | 19 | 3 | 1213 | 2.4 | 0.2 | 11 | 15.7895 | 2.6133
S38E147_RES_7409 | Central | -37.2353 | 147.9408 | 1160 | 21 | 3 | 1640 | 3.1 | 0.3 | 11 | 14.2857 | 2.6133
S38E147_RES_7577 | Central | -37.2301 | 147.9551 | 1121 | 23 | 3 | 1640 | 3.8 | 0.4 | 8 | 13.0435 | 2.6133
S38E147_RES_7766 | Central | -37.2233 | 147.1882 | 1269 | 23 | 3 | 2425 | 4.6 | 0.4 | 8 | 13.0435 | 2.6133
S38E147_RES_7991 | Central | -37.2175 | 147.4469 | 1250 | 21 | 3 | 606 | 1.6 | 0.2 | 15 | 14.2857 | 2.6133
S38E147_RES_8084 | Central | -37.2153 | 147.4684 | 1261 | 17 | 3 | 1126 | 2.7 | 0.3 | 10 | 17.6471 | 2.6133
S38E147_RES_8128 | Central | -37.214 | 147.9182 | 1208 | 19 | 3 | 941 | 2.1 | 0.2 | 11 | 15.7895 | 2.6133
S38E147_RES_8219 | Central | -37.2108 | 147.3548 | 1179 | 22 | 3 | 1324 | 2.6 | 0.3 | 13 | 13.6364 | 2.6133
S38E147_RES_8241 | Central | -37.2101 | 147.5671 | 809 | 25 | 3 | 495 | 1.3 | 0.2 | 19 | 12 | 2.6133
S38E147_RES_8321 | Central | -37.2075 | 147.3949 | 1329 | 19 | 3 | 835 | 2.4 | 0.3 | 8 | 15.7895 | 2.6133
S38E147_RES_8339 | Central | -37.2069 | 147.3594 | 1220 | 23 | 3 | 1572 | 3.8 | 0.4 | 7 | 13.0435 | 2.6133
S38E147_RES_8421 | Central | -37.2044 | 147.4714 | 1260 | 18 | 3 | 879 | 2.1 | 0.2 | 12 | 16.6667 | 2.6133
S38E147_RES_8523 | Central | -37.2019 | 147.8219 | 790 | 15 | 3 | 563 | 1.2 | 0.1 | 20 | 20 | 2.6133
S38E147_RES_8533 | Central | -37.2017 | 147.3518 | 1209 | 19 | 3 | 668 | 1.5 | 0.2 | 14 | 15.7895 | 2.6133
S38E147_RES_8611 | Central | -37.1989 | 147.9669 | 1200 | 16 | 3 | 1584 | 3.8 | 0.5 | 7 | 18.75 | 2.6133
S38E147_RES_8726 | Central | -37.1956 | 147.3872 | 1260 | 16 | 3 | 1850 | 5.4 | 0.8 | 4 | 18.75 | 2.6133
S38E147_RES_8734 | Central | -37.1953 | 147.4878 | 1240 | 14 | 3 | 637 | 2 | 0.3 | 8 | 21.4286 | 2.6133
S38E147_RES_8876 | Central | -37.1911 | 147.3794 | 1240 | 22 | 3 | 1937 | 4.4 | 0.5 | 7 | 13.6364 | 2.6133
S38E147_RES_8907 | Central | -37.1906 | 147.921 | 1229 | 25 | 3 | 1429 | 2.8 | 0.3 | 10 | 12 | 2.6133
S38E147_RES_8999 | Central | -37.1881 | 147.5017 | 1130 | 20 | 3 | 1188 | 3.1 | 0.4 | 8 | 15 | 2.6133
S38E147_RES_9039 | Central | -37.1867 | 147.8989 | 1390 | 20 | 3 | 2011 | 4 | 0.4 | 8 | 15 | 2.6133
S38E147_RES_9289 | Central | -37.1793 | 147.3636 | 1272 | 20 | 3 | 1176 | 2.5 | 0.3 | 11 | 15 | 2.6133
S38E147_RES_9293 | Central | -37.1792 | 147.8848 | 1309 | 17 | 3 | 811 | 1.9 | 0.2 | 12 | 17.6471 | 2.6133
S38E147_RES_9338 | Central | -37.1778 | 147.2056 | 1350 | 14 | 3 | 2067 | 4.4 | 0.5 | 6 | 21.4286 | 2.6133
S38E147_RES_9496 | Central | -37.1712 | 147.1976 | 1391 | 16 | 3 | 2673 | 6.5 | 0.8 | 4 | 18.75 | 2.6133
S38E147_RES_9503 | Central | -37.171 | 147.3608 | 1211 | 21 | 3 | 1436 | 3.4 | 0.4 | 7 | 14.2857 | 2.6133
S38E147_RES_9641 | Central | -37.1662 | 147.9839 | 1151 | 14 | 3 | 1541 | 3.9 | 0.5 | 6 | 21.4286 | 2.6133
S38E147_RES_9689 | Central | -37.1636 | 147.2004 | 1392 | 26 | 3 | 2247 | 4.2 | 0.4 | 8 | 11.5385 | 2.6133
S38E147_RES_9793 | Central | -37.16 | 147.9075 | 1390 | 12 | 3 | 1077 | 3.6 | 0.6 | 4 | 25 | 2.6133
S38E147_RES_9956 | Central | -37.154 | 147.186 | 1451 | 13 | 3 | 1918 | 5.5 | 0.8 | 4 | 23.0769 | 2.6133
S38E147_RES_9970 | Central | -37.1534 | 147.9302 | 1249 | 25 | 3 | 879 | 2 | 0.2 | 12 | 12 | 2.6133
S38E147_RES_9978 | Central | -37.1531 | 147.665 | 751 | 21 | 3 | 2531 | 4.8 | 0.5 | 7 | 14.2857 | 2.6133
S38E147_RES_9979 | Central | -37.1531 | 147.9133 | 1319 | 17 | 3 | 1857 | 5 | 0.7 | 5 | 17.6471 | 2.6133
S38E148_RES_1009 | East | -37.3719 | 148.9352 | 818 | 16 | 3 | 736 | 1.9 | 0.2 | 12 | 18.75 | 2.6133
S38E148_RES_1160 | East | -37.3619 | 148.9753 | 720 | 14 | 3 | 544 | 1.6 | 0.2 | 11 | 21.4286 | 2.6133
S38E148_RES_1173 | East | -37.3616 | 148.5756 | 609 | 19 | 3 | 1577 | 3.3 | 0.4 | 9 | 15.7895 | 2.6133
S38E148_RES_1456 | East | -37.3392 | 148.6457 | 679 | 9 | 3 | 1917 | 5.9 | 0.9 | 3 | 33.3333 | 2.6133
S38E148_RES_1567 | East | -37.3338 | 148.111 | 668 | 19 | 3 | 482 | 1.4 | 0.2 | 15 | 15.7895 | 2.6133
S38E148_RES_1503 | East | -37.3364 | 148.2908 | 660 | 17 | 3 | 810 | 2.3 | 0.3 | 10 | 17.6471 | 2.6133
S38E148_RES_1554 | East | -37.3344 | 148.6497 | 680 | 14 | 3 | 2066 | 5.4 | 0.7 | 5 | 21.4286 | 2.6133
S38E148_RES_1622 | East | -37.3308 | 148.6497 | 700 | 15 | 3 | 885 | 2.9 | 0.5 | 7 | 20 | 2.6133
S38E148_RES_1776 | East | -37.3226 | 148.6404 | 742 | 17 | 3 | 1392 | 3.6 | 0.5 | 7 | 17.6471 | 2.6133
S38E148_RES_1761 | East | -37.3236 | 148.6422 | 720 | 22 | 3 | 575 | 1.3 | 0.1 | 21 | 13.6364 | 2.6133
S38E148_RES_1963 | East | -37.3136 | 148.8841 | 969 | 20 | 3 | 823 | 2 | 0.2 | 13 | 15 | 2.6133
S38E148_RES_1900 | East | -37.3169 | 148.6711 | 530 | 14 | 3 | 909 | 2.2 | 0.3 | 10 | 21.4286 | 2.6133
S38E148_RES_1915 | East | -37.3156 | 148.3181 | 719 | 13 | 3 | 1305 | 4.3 | 0.7 | 4 | 23.0769 | 2.6133
S38E148_RES_193 | East | -37.5208 | 148.7531 | 650 | 15 | 3 | 698 | 2.5 | 0.5 | 7 | 20 | 2.6133
S38E148_RES_2 | East | -37.5795 | 148.7316 | 469 | 17 | 3 | 1557 | 1.8 | 0.1 | 27 | 17.6471 | 2.6133
S38E148_RES_2140 | East | -37.3056 | 148.8719 | 1071 | 12 | 3 | 1961 | 5.2 | 0.7 | 4 | 25 | 2.6133
S38E148_RES_2141 | East | -37.3053 | 148.1086 | 669 | 20 | 3 | 1132 | 2.3 | 0.2 | 11 | 15 | 2.6133
S38E148_RES_432 | East | -37.4349 | 148.1108 | 519 | 17 | 3 | 569 | 1.4 | 0.2 | 15 | 17.6471 | 2.6133
S38E148_RES_370 | East | -37.4449 | 148.1273 | 419 | 21 | 3 | 736 | 1.8 | 0.2 | 11 | 14.2857 | 2.6133
S38E148_RES_727 | East | -37.3953 | 148.7367 | 590 | 15 | 3 | 458 | 1.4 | 0.2 | 11 | 20 | 2.6133
S38E148_RES_817 | East | -37.3872 | 148.8449 | 661 | 22 | 3 | 711 | 2.1 | 0.3 | 11 | 13.6364 | 2.6133
S38E148_RES_535 | East | -37.4208 | 148.1147 | 610 | 11 | 3 | 2165 | 6.6 | 1 | 3 | 27.2727 | 2.6133
S38E148_RES_845 | East | -37.3858 | 148.2553 | 630 | 19 | 3 | 1237 | 3 | 0.4 | 9 | 15.7895 | 2.6133
S38E148_RES_859 | East | -37.3855 | 148.9481 | 829 | 11 | 3 | 1633 | 4.1 | 0.5 | 5 | 27.2727 | 2.6133
S38E148_RES_828 | East | -37.3864 | 148.9389 | 710 | 17 | 3 | 569 | 1.3 | 0.2 | 17 | 17.6471 | 2.6133
S38E148_RES_2254 | East | -37.3009 | 148.8818 | 1049 | 16 | 3 | 1713 | 3.5 | 0.4 | 7 | 18.75 | 2.6133
S38E148_RES_2299 | East | -37.2992 | 148.2633 | 650 | 25 | 3 | 582 | 1.5 | 0.2 | 16 | 12 | 2.6133
S38E148_RES_2537 | East | -37.2871 | 148.1027 | 852 | 18 | 3 | 1974 | 4.2 | 0.5 | 7 | 16.6667 | 2.6133
S38E148_RES_2578 | East | -37.285 | 148.2503 | 700 | 15 | 3 | 730 | 1.8 | 0.2 | 12 | 20 | 2.6133
S38E148_RES_2755 | East | -37.2748 | 148.0056 | 881 | 13 | 3 | 476 | 1.6 | 0.3 | 11 | 23.0769 | 2.6133
S38E148_RES_2800 | East | -37.2727 | 148.809 | 948 | 16 | 3 | 2326 | 3.9 | 0.3 | 8 | 18.75 | 2.6133
S38E148_RES_2808 | East | -37.2722 | 148.8263 | 961 | 9 | 3 | 1670 | 5.3 | 0.8 | 4 | 33.3333 | 2.6133
S38E148_RES_2888 | East | -37.2677 | 148.197 | 689 | 17 | 3 | 940 | 2.1 | 0.2 | 12 | 17.6471 | 2.6133
S38E148_RES_2899 | East | -37.2674 | 148.1944 | 688 | 26 | 3 | 1108 | 2.5 | 0.3 | 12 | 11.5385 | 2.6133
S38E148_RES_3023 | East | -37.2599 | 148.0769 | 858 | 11 | 3 | 1658 | 4.7 | 0.7 | 4 | 27.2727 | 2.6133
S38E148_RES_3026 | East | -37.2597 | 148.7667 | 840 | 15 | 3 | 1912 | 4.9 | 0.6 | 5 | 20 | 2.6133
S38E148_RES_2955 | East | -37.264 | 148.9154 | 1072 | 17 | 3 | 1683 | 3.8 | 0.4 | 8 | 17.6471 | 2.6133
S38E148_RES_3082 | East | -37.2558 | 148.7937 | 818 | 17 | 3 | 495 | 1.5 | 0.2 | 11 | 17.6471 | 2.6133
S38E148_RES_3130 | East | -37.2522 | 148.3158 | 710 | 27 | 3 | 2710 | 5.2 | 0.5 | 6 | 11.1111 | 2.6133
S38E148_RES_3271 | East | -37.2414 | 148.2917 | 800 | 14 | 3 | 2221 | 5.9 | 0.8 | 4 | 21.4286 | 2.6133
S38E148_RES_3336 | East | -37.2353 | 148.2945 | 791 | 18 | 3 | 1769 | 3.5 | 0.4 | 9 | 16.6667 | 2.6133
S38E148_RES_3353 | East | -37.2342 | 148.0278 | 1030 | 14 | 3 | 1367 | 3.9 | 0.6 | 5 | 21.4286 | 2.6133
S38E148_RES_3210 | East | -37.2463 | 148.0981 | 712 | 17 | 3 | 1262 | 3.1 | 0.4 | 8 | 17.6471 | 2.6133
S38E148_RES_3438 | East | -37.2294 | 148.2769 | 780 | 24 | 3 | 1547 | 2.8 | 0.3 | 13 | 12.5 | 2.6133
S38E148_RES_3457 | East | -37.2283 | 148.1956 | 870 | 17 | 3 | 978 | 2 | 0.2 | 13 | 17.6471 | 2.6133
S38E148_RES_3398 | East | -37.2318 | 148.0473 | 882 | 14 | 3 | 476 | 1.5 | 0.2 | 12 | 21.4286 | 2.6133
S38E148_RES_3639 | East | -37.2189 | 148.2875 | 820 | 25 | 3 | 1349 | 2.4 | 0.2 | 15 | 12 | 2.6133
S38E148_RES_3751 | East | -37.2136 | 148.0311 | 1019 | 23 | 3 | 1126 | 1.9 | 0.2 | 19 | 13.0435 | 2.6133
S38E148_RES_3781 | East | -37.2117 | 148.2056 | 900 | 17 | 3 | 1194 | 3.6 | 0.5 | 6 | 17.6471 | 2.6133
S38E148_RES_3808 | East | -37.2097 | 148.7158 | 780 | 13 | 3 | 1318 | 4.5 | 0.8 | 4 | 23.0769 | 2.6133
S38E148_RES_3819 | East | -37.2086 | 148.0549 | 909 | 14 | 3 | 1522 | 4.5 | 0.7 | 5 | 21.4286 | 2.6133
S38E148_RES_3960 | East | -37.2001 | 148.3057 | 671 | 29 | 3 | 1101 | 1.7 | 0.1 | 23 | 10.3448 | 2.6133
S38E148_RES_3982 | East | -37.1991 | 148.3065 | 688 | 21 | 3 | 1634 | 4 | 0.5 | 6 | 14.2857 | 2.6133
S38E148_RES_4157 | East | -37.1908 | 148.2571 | 829 | 17 | 3 | 1937 | 3.7 | 0.3 | 8 | 17.6471 | 2.6133
S38E148_RES_4378 | East | -37.1781 | 148.2711 | 800 | 11 | 3 | 1943 | 5.8 | 0.9 | 3 | 27.2727 | 2.6133
S38E148_RES_4291 | East | -37.1827 | 148.2807 | 801 | 9 | 3 | 1590 | 6.8 | 1.5 | 2 | 33.3333 | 2.6133
S38E148_RES_4585 | East | -37.1653 | 148.0886 | 1040 | 20 | 3 | 972 | 2.6 | 0.3 | 9 | 15 | 2.6133
S38E148_RES_4551 | East | -37.1669 | 148.016 | 1178 | 23 | 3 | 1139 | 2.2 | 0.2 | 12 | 13.0435 | 2.6133
S38E148_RES_4702 | East | -37.1592 | 148.0639 | 1180 | 15 | 3 | 1343 | 3.5 | 0.5 | 6 | 20 | 2.6133
S38E148_RES_4720 | East | -37.1581 | 148.0156 | 1260 | 16 | 3 | 1869 | 3.2 | 0.3 | 9 | 18.75 | 2.6133
S38E148_RES_4723 | East | -37.1579 | 148.2396 | 929 | 9 | 3 | 1368 | 4.9 | 0.9 | 3 | 33.3333 | 2.6133
S38E148_RES_4650 | East | -37.1615 | 148.0539 | 1098 | 23 | 3 | 1034 | 2.2 | 0.2 | 14 | 13.0435 | 2.6133
S38E148_RES_4634 | East | -37.1625 | 148.0799 | 1152 | 12 | 3 | 1658 | 5 | 0.7 | 4 | 25 | 2.6133
S38E148_RES_4790 | East | -37.1528 | 148.0094 | 1251 | 14 | 3 | 1393 | 4 | 0.6 | 4 | 21.4286 | 2.6133
S38E148_RES_4824 | East | -37.1504 | 148.2591 | 868 | 17 | 3 | 1987 | 3.9 | 0.4 | 7 | 17.6471 | 2.6133
S38E148_RES_4830 | East | -37.1501 | 148.081 | 1030 | 19 | 3 | 1040 | 2.4 | 0.3 | 11 | 15.7895 | 2.6133
S38E148_RES_4835 | East | -37.1496 | 148.2669 | 781 | 16 | 3 | 1058 | 2.8 | 0.4 | 7 | 18.75 | 2.6133
S38E148_RES_4866 | East | -37.1458 | 148.2075 | 1111 | 18 | 3 | 953 | 2.4 | 0.3 | 11 | 16.6667 | 2.6133
S38E148_RES_4913 | East | -37.1416 | 148.2439 | 891 | 13 | 3 | 1368 | 4.8 | 0.9 | 3 | 23.0769 | 2.6133
S38E148_RES_4944 | East | -37.1381 | 148.2122 | 999 | 18 | 3 | 638 | 1.6 | 0.2 | 14 | 16.6667 | 2.6133
S38E148_RES_4910 | East | -37.1417 | 148.105 | 1040 | 11 | 3 | 1349 | 4.7 | 0.8 | 4 | 27.2727 | 2.6133
S38E148_RES_5117 | East | -37.1286 | 148.0967 | 1000 | 16 | 3 | 1913 | 5 | 0.7 | 5 | 18.75 | 2.6133
S38E148_RES_5236 | East | -37.1198 | 148.0388 | 1369 | 9 | 3 | 1622 | 5.1 | 0.8 | 3 | 33.3333 | 2.6133
S38E148_RES_5274 | East | -37.1169 | 148.1143 | 951 | 19 | 3 | 1120 | 2.2 | 0.2 | 15 | 15.7895 | 2.6133
S38E148_RES_5279 | East | -37.1165 | 148.1204 | 890 | 16 | 3 | 446 | 1.3 | 0.2 | 15 | 18.75 | 2.6133
S38E148_RES_5301 | East | -37.1148 | 148.0863 | 1029 | 19 | 3 | 724 | 1.5 | 0.2 | 21 | 15.7895 | 2.6133
S38E148_RES_5418 | East | -37.1086 | 148.2792 | 790 | 21 | 3 | 1374 | 2.1 | 0.2 | 16 | 14.2857 | 2.6133
S38E148_RES_5422 | East | -37.1085 | 148.0557 | 1279 | 15 | 3 | 2079 | 6.1 | 0.9 | 4 | 20 | 2.6133
S38E148_RES_5495 | East | -37.1064 | 148.0753 | 1140 | 15 | 3 | 829 | 2.5 | 0.4 | 7 | 20 | 2.6133
S38E148_RES_5503 | East | -37.1061 | 148.2536 | 890 | 12 | 3 | 2661 | 8.5 | 1.4 | 2 | 25 | 2.6133
S38E148_RES_5581 | East | -37.1025 | 148.0084 | 1429 | 19 | 3 | 693 | 1.4 | 0.1 | 23 | 15.7895 | 2.6133
S38E148_RES_5689 | East | -37.0986 | 148.2178 | 990 | 17 | 3 | 1374 | 4 | 0.6 | 5 | 17.6471 | 2.6133
S38E148_RES_5742 | East | -37.0972 | 148.2547 | 920 | 9 | 3 | 1782 | 6.9 | 1.3 | 2 | 33.3333 | 2.6133
S38E148_RES_5837 | East | -37.0931 | 148.2172 | 1031 | 11 | 3 | 1313 | 5.5 | 1.1 | 3 | 27.2727 | 2.6133
S38E148_RES_5900 | East | -37.0867 | 148.5213 | 561 | 17 | 3 | 743 | 2.3 | 0.4 | 8 | 17.6471 | 2.6133
S38E148_RES_6024 | East | -37.0689 | 148.2242 | 980 | 21 | 3 | 644 | 1.7 | 0.2 | 15 | 14.2857 | 2.6133
S38E148_RES_6078 | East | -37.0622 | 148.4431 | 480 | 20 | 3 | 328 | 0.9 | 0.1 | 19 | 15 | 2.6133
S38E148_RES_6092 | East | -37.0603 | 148.2982 | 831 | 12 | 3 | 1461 | 3.8 | 0.5 | 6 | 25 | 2.6133
S38E148_RES_6056 | East | -37.0653 | 148.2992 | 830 | 12 | 3 | 1987 | 4.8 | 0.6 | 4 | 25 | 2.6133
S38E148_RES_6176 | East | -37.0514 | 148.3061 | 840 | 20 | 3 | 2377 | 5 | 0.5 | 7 | 15 | 2.6133
S38E148_RES_6177 | East | -37.0512 | 148.2955 | 881 | 9 | 3 | 1622 | 5.2 | 0.8 | 3 | 33.3333 | 2.6133
S38E148_RES_6305 | East | -37.0363 | 148.2867 | 881 | 18 | 3 | 1313 | 3.3 | 0.4 | 7 | 16.6667 | 2.6133
S38E148_RES_6353 | East | -37.0333 | 148.2264 | 1020 | 16 | 3 | 755 | 2.2 | 0.3 | 8 | 18.75 | 2.6133
S38E148_RES_6442 | East | -37.0265 | 148.2728 | 939 | 17 | 3 | 2155 | 5.2 | 0.6 | 5 | 17.6471 | 2.6133
S38E148_RES_6571 | East | -37.0181 | 148.2789 | 880 | 12 | 3 | 1461 | 5 | 0.8 | 4 | 25 | 2.6133
S38E148_RES_6597 | East | -37.015 | 148.2964 | 920 | 14 | 3 | 2006 | 4.8 | 0.6 | 5 | 21.4286 | 2.6133
S38E148_RES_6613 | East | -37.0139 | 148.2839 | 880 | 9 | 3 | 1852 | 6.2 | 1 | 3 | 33.3333 | 2.6133
S38E149_RES_455 | East | -37.3042 | 149.1051 | 681 | 18 | 3 | 1052 | 2.4 | 0.3 | 10 | 16.6667 | 2.6133
S38E149_RES_502 | East | -37.2969 | 149.1806 | 590 | 17 | 3 | 1652 | 3.3 | 0.3 | 10 | 17.6471 | 2.6133
S38E149_RES_536 | East | -37.2881 | 149.1869 | 540 | 17 | 3 | 1138 | 2.9 | 0.4 | 7 | 17.6471 | 2.6133
S38E149_RES_566 | East | -37.284 | 149.1853 | 542 | 14 | 3 | 1256 | 3.3 | 0.4 | 6 | 21.4286 | 2.6133
S38E149_RES_594 | East | -37.2794 | 149.0167 | 1001 | 14 | 3 | 1002 | 3.3 | 0.5 | 5 | 21.4286 | 2.6133
S38E149_RES_602 | East | -37.2783 | 149.0172 | 1000 | 17 | 3 | 1250 | 4 | 0.7 | 5 | 17.6471 | 2.6133
S38E149_RES_623 | East | -37.2753 | 149.0295 | 879 | 15 | 3 | 1577 | 3.5 | 0.4 | 8 | 20 | 2.6133
S38E149_RES_661 | East | -37.2692 | 149.0314 | 800 | 19 | 3 | 742 | 2 | 0.3 | 11 | 15.7895 | 2.6133
S38E149_RES_744 | East | -37.257 | 149.2024 | 549 | 11 | 3 | 1503 | 5 | 0.8 | 3 | 27.2727 | 2.6133
S38E149_RES_749 | East | -37.2561 | 149.0958 | 680 | 20 | 3 | 501 | 1.5 | 0.2 | 14 | 15 | 2.6133
S38E149_RES_787 | East | -37.2517 | 149.0824 | 759 | 17 | 3 | 359 | 1 | 0.2 | 20 | 17.6471 | 2.6133
S38E149_RES_870 | East | -37.2425 | 149.1887 | 652 | 18 | 3 | 866 | 2.6 | 0.4 | 8 | 16.6667 | 2.6133
S38E149_RES_1076 | East | -37.2256 | 149.2242 | 590 | 21 | 3 | 804 | 1.8 | 0.2 | 17 | 14.2857 | 2.6133
S38E149_RES_1086 | East | -37.2247 | 149.0867 | 770 | 15 | 3 | 427 | 1.5 | 0.3 | 10 | 20 | 2.6133
S38E149_RES_1207 | East | -37.2151 | 149.0763 | 909 | 20 | 3 | 848 | 2.1 | 0.3 | 10 | 15 | 2.6133
S38E149_RES_1282 | East | -37.2092 | 149.0729 | 941 | 15 | 3 | 1312 | 3.4 | 0.5 | 6 | 20 | 2.6133
S38E149_RES_1385 | East | -37.2006 | 149.0586 | 920 | 13 | 3 | 1145 | 3.1 | 0.4 | 6 | 23.0769 | 2.6133
S38E149_RES_1407 | East | -37.1989 | 149.0833 | 860 | 35 | 3 | 990 | 1.4 | 0.1 | 29 | 8.5714 | 2.6133
S38E149_RES_1442 | East | -37.1967 | 149.06 | 940 | 15 | 3 | 1535 | 3.7 | 0.5 | 6 | 20 | 2.6133
S38E149_RES_1677 | East | -37.1786 | 149.081 | 899 | 20 | 3 | 817 | 2 | 0.2 | 14 | 15 | 2.6133
S38E149_RES_1727 | East | -37.1706 | 149.1132 | 849 | 15 | 3 | 1980 | 4.4 | 0.5 | 6 | 20 | 2.6133
S38E149_RES_1754 | East | -37.1667 | 149.075 | 910 | 19 | 3 | 1473 | 4.7 | 0.7 | 5 | 15.7895 | 2.6133
S39E143_RES_1 | West | -38.7261 | 143.3283 | 300 | 16 | 3 | 1876 | 2.9 | 0.2 | 12 | 18.75 | 2.6133
S39E143_RES_3 | West | -38.72 | 143.3269 | 301 | 14 | 3 | 1514 | 3.4 | 0.4 | 7 | 21.4286 | 2.6133
S39E143_RES_74 | West | -38.6868 | 143.7274 | 317 | 15 | 3 | 659 | 1.9 | 0.3 | 9 | 20 | 2.6133
S39E143_RES_114 | West | -38.6826 | 143.5862 | 458 | 17 | 3 | 710 | 2.3 | 0.4 | 9 | 17.6471 | 2.6133
S39E143_RES_153 | West | -38.6799 | 143.4234 | 438 | 19 | 3 | 2446 | 5.6 | 0.6 | 5 | 15.7895 | 2.6133
S39E143_RES_226 | West | -38.6744 | 143.7342 | 460 | 20 | 3 | 2000 | 3.8 | 0.4 | 9 | 15 | 2.6133
S39E143_RES_228 | West | -38.6743 | 143.3893 | 449 | 13 | 3 | 2437 | 7.1 | 1 | 3 | 23.0769 | 2.6133
S39E143_RES_246 | West | -38.6717 | 143.7114 | 470 | 10 | 3 | 1576 | 4.8 | 0.7 | 4 | 30 | 2.6133
S39E143_RES_359 | West | -38.6548 | 143.4293 | 436 | 32 | 3 | 746 | 1.2 | 0.1 | 25 | 9.375 | 2.6133
S39E143_RES_370 | West | -38.6503 | 143.6453 | 491 | 16 | 3 | 1390 | 3.8 | 0.5 | 6 | 18.75 | 2.6133
S39E143_RES_390 | West | -38.645 | 143.6278 | 490 | 19 | 3 | 964 | 2.3 | 0.3 | 11 | 15.7895 | 2.6133
S39E143_RES_422 | West | -38.6399 | 143.5484 | 479 | 11 | 3 | 1123 | 3.7 | 0.6 | 4 | 27.2727 | 2.6133
S39E143_RES_434 | West | -38.6386 | 143.5158 | 480 | 12 | 3 | 1687 | 4.4 | 0.6 | 5 | 25 | 2.6133
S39E143_RES_471 | West | -38.6331 | 143.4786 | 450 | 34 | 3 | 861 | 2 | 0.2 | 13 | 8.8235 | 2.6133
S39E143_RES_497 | West | -38.6297 | 143.5832 | 469 | 22 | 3 | 864 | 2 | 0.2 | 15 | 13.6364 | 2.6133
S39E145_RES_5 | West | -38.3208 | 145.973 | 409 | 21 | 3 | 1935 | 2.4 | 0.1 | 18 | 14.2857 | 2.6133
S39E146_RES_44 | Central | -38.5594 | 146.2975 | 440 | 17 | 3 | 551 | 1.1 | 0.1 | 23 | 17.6471 | 2.6133
S39E146_RES_90 | Central | -38.4883 | 146.4661 | 390 | 19 | 3 | 1308 | 1.9 | 0.1 | 22 | 15.7895 | 2.6133
S39E146_RES_239 | Central | -38.4588 | 146.581 | 449 | 16 | 3 | 1537 | 4.4 | 0.6 | 5 | 18.75 | 2.6133
S39E146_RES_241 | Central | -38.4585 | 146.5836 | 441 | 16 | 3 | 1464 | 3.3 | 0.4 | 7 | 18.75 | 2.6133
S39E146_RES_292 | Central | -38.4451 | 146.5226 | 586 | 26 | 3 | 1184 | 1.7 | 0.1 | 26 | 11.5385 | 2.6133
S39E146_RES_322 | Central | -38.4294 | 146.6208 | 480 | 20 | 3 | 1013 | 1.8 | 0.2 | 16 | 15 | 2.6133
S39E146_RES_392 | Central | -38.4175 | 146.6718 | 451 | 19 | 3 | 1215 | 1.9 | 0.1 | 22 | 15.7895 | 2.6133
S39E146_RES_406 | Central | -38.4157 | 146.583 | 612 | 19 | 3 | 1130 | 1.8 | 0.2 | 19 | 15.7895 | 2.6133
S39E146_RES_417 | Central | -38.4145 | 146.5932 | 589 | 18 | 3 | 1150 | 2 | 0.2 | 14 | 16.6667 | 2.6133
S39E146_RES_508 | Central | -38.4075 | 146.6261 | 580 | 12 | 3 | 1073 | 3.3 | 0.5 | 5 | 25 | 2.6133
S39E146_RES_537 | Central | -38.4039 | 146.4411 | 490 | 15 | 3 | 653 | 1.9 | 0.3 | 10 | 20 | 2.6133
S39E146_RES_541 | Central | -38.4038 | 146.5749 | 668 | 30 | 3 | 1706 | 3.1 | 0.3 | 10 | 10 | 2.6133
S39E146_RES_591 | Central | -38.3997 | 146.4336 | 490 | 17 | 3 | 1044 | 2.1 | 0.2 | 15 | 17.6471 | 2.6133
S39E146_RES_595 | Central | -38.3996 | 146.6422 | 612 | 24 | 3 | 2051 | 2.9 | 0.2 | 14 | 12.5 | 2.6133
S39E146_RES_688 | Central | -38.3903 | 146.6528 | 550 | 19 | 3 | 678 | 1.9 | 0.3 | 11 | 15.7895 | 2.6133
S39E146_RES_727 | Central | -38.3874 | 146.6375 | 491 | 17 | 3 | 949 | 2.7 | 0.4 | 8 | 17.6471 | 2.6133
S39E146_RES_783 | Central | -38.379 | 146.4615 | 559 | 22 | 3 | 840 | 1.5 | 0.1 | 25 | 13.6364 | 2.6133
S39E146_RES_948 | Central | -38.3512 | 146.5669 | 449 | 14 | 3 | 1595 | 4.3 | 0.6 | 5 | 21.4286 | 2.6133
S39E146_RES_980 | Central | -38.2656 | 146.0417 | 451 | 19 | 3 | 1122 | 2.7 | 0.3 | 10 | 15.7895 | 2.6133
S39E146_RES_1011 | Central | -38.2558 | 146.0904 | 401 | 13 | 3 | 1485 | 3.5 | 0.4 | 7 | 23.0769 | 2.6133
S39E146_RES_1014 | Central | -38.255 | 146.0561 | 410 | 18 | 3 | 1356 | 2.3 | 0.2 | 14 | 16.6667 | 2.6133
S36E147_RES_47 | Central | -35.9919 | 147.7725 | 510 | 11 | 2 | 1087 | 2.8 | 0.3 | 7 | 18.1818 | 1.7422
S36E147_RES_86 | Central | -35.9855 | 147.6736 | 511 | 9 | 2 | 940 | 2.5 | 0.3 | 6 | 22.2222 | 1.7422
S36E147_RES_93 | Central | -35.9837 | 147.6809 | 548 | 17 | 2 | 892 | 1.5 | 0.1 | 18 | 11.7647 | 1.7422
S36E147_RES_105 | Central | -35.9793 | 147.6844 | 508 | 9 | 2 | 486 | 1.7 | 0.3 | 6 | 22.2222 | 1.7422
S36E147_RES_171 | Central | -35.9673 | 147.6967 | 529 | 12 | 2 | 528 | 1.7 | 0.3 | 8 | 16.6667 | 1.7422
S37E145_RES_2 | West | -36.9833 | 145.3031 | 459 | 14 | 2 | 1207 | 2.5 | 0.3 | 9 | 14.2857 | 1.7422
S37E145_RES_3 | West | -36.9783 | 145.305 | 460 | 10 | 2 | 1672 | 4.1 | 0.5 | 5 | 20 | 1.7422
S37E145_RES_27 | West | -36.9377 | 145.9178 | 819 | 10 | 2 | 737 | 1.8 | 0.2 | 8 | 20 | 1.7422
S37E145_RES_62 | West | -36.9283 | 145.8769 | 781 | 12 | 2 | 1746 | 3.8 | 0.4 | 4 | 16.6667 | 1.7422
S37E145_RES_65 | West | -36.9279 | 145.9069 | 828 | 17 | 2 | 508 | 1.6 | 0.3 | 9 | 11.7647 | 1.7422
S37E145_RES_91 | West | -36.9249 | 145.7111 | 639 | 13 | 2 | 1709 | 3.7 | 0.4 | 6 | 15.3846 | 1.7422
S37E145_RES_178 | West | -36.9167 | 145.9215 | 951 | 15 | 2 | 1474 | 3 | 0.3 | 7 | 13.3333 | 1.7422
S37E145_RES_189 | West | -36.9158 | 145.9272 | 830 | 9 | 2 | 514 | 1.5 | 0.2 | 7 | 22.2222 | 1.7422
S37E145_RES_274 | West | -36.9072 | 145.94 | 650 | 9 | 2 | 843 | 3 | 0.5 | 4 | 22.2222 | 1.7422
S37E145_RES_292 | West | -36.9045 | 145.9355 | 689 | 14 | 2 | 786 | 1.6 | 0.2 | 12 | 14.2857 | 1.7422
S37E145_RES_307 | West | -36.9031 | 145.9136 | 830 | 12 | 2 | 657 | 1.7 | 0.2 | 9 | 16.6667 | 1.7422
S37E145_RES_332 | West | -36.8991 | 145.9024 | 851 | 11 | 2 | 1758 | 5 | 0.7 | 3 | 18.1818 | 1.7422
S37E145_RES_353 | West | -36.8972 | 145.9161 | 750 | 10 | 2 | 502 | 1.7 | 0.3 | 6 | 20 | 1.7422
S37E145_RES_414 | West | -36.8896 | 145.8876 | 788 | 10 | 2 | 1480 | 3.6 | 0.4 | 4 | 20 | 1.7422
S37E145_RES_464 | West | -36.8783 | 145.907 | 749 | 14 | 2 | 1734 | 4.2 | 0.5 | 5 | 14.2857 | 1.7422
S37E145_RES_471 | West | -36.8773 | 145.8938 | 749 | 19 | 2 | 1127 | 1.8 | 0.1 | 17 | 10.5263 | 1.7422
S37E145_RES_490 | West | -36.8728 | 145.9092 | 740 | 11 | 2 | 2217 | 5.5 | 0.7 | 3 | 18.1818 | 1.7422
S37E145_RES_502 | West | -36.8668 | 145.9097 | 659 | 16 | 2 | 861 | 1.9 | 0.2 | 10 | 12.5 | 1.7422
S37E145_RES_504 | West | -36.8661 | 145.9005 | 681 | 10 | 2 | 1288 | 2.5 | 0.2 | 6 | 20 | 1.7422
S37E145_RES_513 | West | -36.8635 | 145.9206 | 652 | 14 | 2 | 1461 | 4 | 0.5 | 4 | 14.2857 | 1.7422
S37E145_RES_514 | West | -36.8634 | 145.9136 | 669 | 11 | 2 | 1510 | 3.6 | 0.4 | 5 | 18.1818 | 1.7422
S37E145_RES_519 | West | -36.8617 | 145.9264 | 581 | 12 | 2 | 1003 | 2.7 | 0.4 | 6 | 16.6667 | 1.7422
S37E145_RES_527 | West | -36.8596 | 145.8988 | 641 | 11 | 2 | 1499 | 4.1 | 0.6 | 4 | 18.1818 | 1.7422
S37E145_RES_541 | West | -36.8572 | 145.9306 | 580 | 9 | 2 | 1561 | 4 | 0.5 | 4 | 22.2222 | 1.7422
S37E145_RES_583 | West | -36.8464 | 145.6639 | 590 | 9 | 2 | 1209 | 3.6 | 0.5 | 3 | 22.2222 | 1.7422
S37E145_RES_668 | West | -36.8332 | 145.9018 | 622 | 17 | 2 | 1537 | 3.3 | 0.4 | 6 | 11.7647 | 1.7422
S37E145_RES_688 | West | -36.8302 | 145.694 | 638 | 9 | 2 | 1598 | 4.5 | 0.6 | 3 | 22.2222 | 1.7422
S37E145_RES_695 | West | -36.8297 | 145.8634 | 669 | 12 | 2 | 940 | 1.6 | 0.1 | 12 | 16.6667 | 1.7422
S37E145_RES_720 | West | -36.8272 | 145.6519 | 570 | 9 | 2 | 1548 | 4.4 | 0.6 | 3 | 22.2222 | 1.7422
S37E145_RES_742 | West | -36.8242 | 145.8847 | 689 | 11 | 2 | 1133 | 2.8 | 0.4 | 4 | 18.1818 | 1.7422
S37E145_RES_755 | West | -36.8229 | 145.8684 | 658 | 10 | 2 | 1797 | 3.6 | 0.4 | 5 | 20 | 1.7422
S37E145_RES_768 | West | -36.8219 | 145.8903 | 640 | 13 | 2 | 1245 | 3.2 | 0.4 | 5 | 15.3846 | 1.7422
S37E145_RES_771 | West | -36.8216 | 145.8652 | 651 | 10 | 2 | 1386 | 4.5 | 0.7 | 3 | 20 | 1.7422
S37E145_RES_823 | West | -36.8175 | 145.9048 | 611 | 10 | 2 | 1606 | 4.2 | 0.5 | 4 | 20 | 1.7422
S37E145_RES_833 | West | -36.8155 | 145.6753 | 571 | 15 | 2 | 1498 | 3.1 | 0.3 | 7 | 13.3333 | 1.7422
S37E145_RES_840 | West | -36.8144 | 145.6898 | 561 | 21 | 2 | 1617 | 1.8 | 0.1 | 18 | 9.5238 | 1.7422
S37E145_RES_848 | West | -36.8131 | 145.9884 | 518 | 13 | 2 | 1263 | 2.8 | 0.3 | 7 | 15.3846 | 1.7422
S37E145_RES_869 | West | -36.8031 | 145.7212 | 611 | 13 | 2 | 1116 | 3.1 | 0.4 | 5 | 15.3846 | 1.7422
S37E145_RES_883 | West | -36.7844 | 145.8842 | 560 | 13 | 2 | 1177 | 2.4 | 0.2 | 7 | 15.3846 | 1.7422
S37E145_RES_943 | West | -36.765 | 145.8922 | 610 | 9 | 2 | 1319 | 3.5 | 0.5 | 4 | 22.2222 | 1.7422
S37E145_RES_951 | West | -36.7636 | 145.8333 | 580 | 15 | 2 | 2125 | 3.9 | 0.4 | 5 | 13.3333 | 1.7422
S37E145_RES_953 | West | -36.7633 | 145.8881 | 620 | 9 | 2 | 1147 | 3.3 | 0.5 | 5 | 22.2222 | 1.7422
S37E145_RES_965 | West | -36.7608 | 145.8571 | 569 | 20 | 2 | 1709 | 1.8 | 0.1 | 20 | 10 | 1.7422
S37E145_RES_1013 | West | -36.751 | 145.805 | 621 | 11 | 2 | 2095 | 4.8 | 0.5 | 4 | 18.1818 | 1.7422
S37E145_RES_1093 | West | -36.7348 | 145.8031 | 559 | 10 | 2 | 1362 | 3.7 | 0.5 | 4 | 20 | 1.7422
S37E145_RES_1135 | West | -36.7294 | 145.9145 | 561 | 9 | 2 | 1431 | 4.8 | 0.8 | 3 | 22.2222 | 1.7422
S37E145_RES_1144 | West | -36.7259 | 145.895 | 588 | 13 | 2 | 1345 | 2.2 | 0.2 | 8 | 15.3846 | 1.7422
S37E145_RES_1149 | West | -36.7236 | 145.9039 | 580 | 9 | 2 | 1668 | 4.5 | 0.6 | 4 | 22.2222 | 1.7422
S37E145_RES_1167 | West | -36.7201 | 145.93 | 529 | 13 | 2 | 1252 | 3.4 | 0.5 | 5 | 15.3846 | 1.7422
S37E145_RES_1174 | West | -36.7142 | 145.9386 | 530 | 10 | 2 | 1407 | 3 | 0.3 | 5 | 20 | 1.7422
S37E145_RES_1179 | West | -36.7114 | 145.8014 | 521 | 15 | 2 | 1902 | 3.2 | 0.3 | 9 | 13.3333 | 1.7422
S37E145_RES_1190 | West | -36.7 | 145.8008 | 510 | 9 | 2 | 1283 | 2.7 | 0.3 | 6 | 22.2222 | 1.7422
S37E145_RES_1198 | West | -36.6882 | 145.7158 | 479 | 12 | 2 | 769 | 2.2 | 0.3 | 6 | 16.6667 | 1.7422
S37E146_RES_1032 | Central | -36.9252 | 146.3071 | 872 | 14 | 2 | 1059 | 2.4 | 0.3 | 7 | 14.2857 | 1.7422
S37E146_RES_1048 | Central | -36.9242 | 146.3471 | 831 | 14 | 2 | 1028 | 2.2 | 0.2 | 9 | 14.2857 | 1.7422
S37E146_RES_1088 | Central | -36.9206 | 146.1869 | 720 | 9 | 2 | 1084 | 3.4 | 0.5 | 4 | 22.2222 | 1.7422
S37E146_RES_1100 | Central | -36.9191 | 146.1921 | 727 | 12 | 2 | 1220 | 2.1 | 0.2 | 10 | 16.6667 | 1.7422
S37E146_RES_1101 | Central | -36.9189 | 146.3077 | 839 | 12 | 2 | 1139 | 3.2 | 0.4 | 5 | 16.6667 | 1.7422
S37E146_RES_1171 | Central | -36.9119 | 146.2914 | 780 | 20 | 2 | 459 | 1.2 | 0.2 | 12 | 10 | 1.7422
S37E146_RES_1173 | Central | -36.9114 | 146.6769 | 650 | 12 | 2 | 372 | 1 | 0.1 | 14 | 16.6667 | 1.7422
S37E146_RES_1194 | Central | -36.9099 | 146.2382 | 878 | 9 | 2 | 1108 | 2.9 | 0.4 | 4 | 22.2222 | 1.7422
S37E146_RES_1195 | Central | -36.9099 | 146.2637 | 928 | 9 | 2 | 1901 | 5.5 | 0.8 | 3 | 22.2222 | 1.7422
S37E146_RES_1203 | Central | -36.9094 | 146.3133 | 769 | 10 | 2 | 855 | 2.5 | 0.4 | 5 | 20 | 1.7422
S37E146_RES_1233 | Central | -36.9072 | 146.9811 | 840 | 11 | 2 | 310 | 0.9 | 0.1 | 14 | 18.1818 | 1.7422
S37E146_RES_1261 | Central | -36.9049 | 146.229 | 908 | 9 | 2 | 1561 | 4.7 | 0.7 | 4 | 22.2222 | 1.7422
S37E146_RES_1319 | Central | -36.9008 | 146.2986 | 760 | 12 | 2 | 935 | 2 | 0.2 | 8 | 16.6667 | 1.7422
S37E146_RES_1432 | Central | -36.8889 | 146.2947 | 750 | 11 | 2 | 650 | 2.2 | 0.4 | 6 | 18.1818 | 1.7422
S37E146_RES_144 | Central | -36.9773 | 146.3595 | 931 | 24 | 2 | 1189 | 2.3 | 0.2 | 11 | 8.3333 | 1.7422
S37E146_RES_1465 | Central | -36.8858 | 146.3142 | 850 | 17 | 2 | 594 | 1.8 | 0.3 | 9 | 11.7647 | 1.7422
S37E146_RES_1496 | Central | -36.8813 | 146.1643 | 723 | 9 | 2 | 1525 | 4.9 | 0.8 | 3 | 22.2222 | 1.7422
S37E146_RES_1522 | Central | -36.8787 | 146.2287 | 881 | 15 | 2 | 1802 | 3.3 | 0.3 | 7 | 13.3333 | 1.7422
S37E146_RES_1526 | Central | -36.8783 | 146.2591 | 889 | 13 | 2 | 1313 | 2.3 | 0.2 | 10 | 15.3846 | 1.7422
S37E146_RES_1558 | Central | -36.8767 | 146.2514 | 890 | 9 | 2 | 1257 | 3 | 0.4 | 5 | 22.2222 | 1.7422
S37E146_RES_157 | Central | -36.9767 | 146.3033 | 850 | 10 | 2 | 700 | 1.7 | 0.2 | 7 | 20 | 1.7422
S37E146_RES_1582 | Central | -36.8734 | 146.3067 | 799 | 10 | 2 | 502 | 1.7 | 0.3 | 6 | 20 | 1.7422
S37E146_RES_1591 | Central | -36.8727 | 146.3116 | 841 | 10 | 2 | 991 | 2.9 | 0.4 | 5 | 20 | 1.7422
S37E146_RES_1643 | Central | -36.8698 | 146.2515 | 879 | 10 | 2 | 960 | 2.3 | 0.3 | 6 | 20 | 1.7422
S37E146_RES_1654 | Central | -36.8692 | 146.2313 | 859 | 12 | 2 | 923 | 2.1 | 0.2 | 7 | 16.6667 | 1.7422
S37E146_RES_1691 | Central | -36.8657 | 146.1277 | 668 | 13 | 2 | 948 | 2.4 | 0.3 | 6 | 15.3846 | 1.7422
S37E146_RES_1705 | Central | -36.8644 | 146.2303 | 870 | 9 | 2 | 985 | 2.9 | 0.4 | 4 | 22.2222 | 1.7422
S37E146_RES_1723 | Central | -36.8628 | 146.3076 | 719 | 15 | 2 | 446 | 1.2 | 0.2 | 12 | 13.3333 | 1.7422
S37E146_RES_1812 | Central | -36.8487 | 146.177 | 749 | 16 | 2 | 1158 | 2.1 | 0.2 | 11 | 12.5 | 1.7422
S37E146_RES_1827 | Central | -36.8472 | 146.1779 | 749 | 14 | 2 | 2113 | 3.1 | 0.2 | 8 | 14.2857 | 1.7422
S37E146_RES_1829 | Central | -36.8472 | 146.3295 | 781 | 22 | 2 | 1616 | 2.9 | 0.3 | 10 | 9.0909 | 1.7422
S37E146_RES_1841 | Central | -36.8456 | 146.171 | 688 | 14 | 2 | 427 | 1.2 | 0.2 | 15 | 14.2857 | 1.7422
S37E146_RES_1842 | Central | -36.8456 | 146.3111 | 810 | 9 | 2 | 1369 | 3.2 | 0.4 | 4 | 22.2222 | 1.7422
S37E146_RES_1857 | Central | -36.8442 | 146.3297 | 760 | 10 | 2 | 1344 | 3.1 | 0.4 | 5 | 20 | 1.7422
S37E146_RES_1864 | Central | -36.8439 | 146.3325 | 740 | 13 | 2 | 1177 | 2.8 | 0.3 | 6 | 15.3846 | 1.7422
S37E146_RES_1935 | Central | -36.8372 | 146.1822 | 790 | 9 | 2 | 929 | 3.3 | 0.6 | 3 | 22.2222 | 1.7422
S37E146_RES_1971 | Central | -36.8339 | 146.1842 | 790 | 13 | 2 | 1555 | 3.6 | 0.4 | 5 | 15.3846 | 1.7422
S37E146_RES_201 | Central | -36.9731 | 146.3022 | 840 | 9 | 2 | 675 | 1.7 | 0.2 | 7 | 22.2222 | 1.7422
S37E146_RES_2016 | Central | -36.8301 | 146.2609 | 791 | 9 | 2 | 1734 | 4.2 | 0.5 | 4 | 22.2222 | 1.7422
S37E146_RES_2018 | Central | -36.8298 | 146.1056 | 681 | 13 | 2 | 1716 | 3.2 | 0.3 | 7 | 15.3846 | 1.7422
S37E146_RES_2035 | Central | -36.8282 | 146.262 | 802 | 10 | 2 | 1585 | 4.4 | 0.6 | 4 | 20 | 1.7422
S37E146_RES_2060 | Central | -36.8261 | 146.255 | 780 | 12 | 2 | 1307 | 2.6 | 0.3 | 7 | 16.6667 | 1.7422
S37E146_RES_2082 | Central | -36.8244 | 146.299 | 841 | 15 | 2 | 1542 | 3.1 | 0.3 | 7 | 13.3333 | 1.7422
S37E146_RES_2118 | Central | -36.8227 | 146.2654 | 798 | 18 | 2 | 1764 | 2.6 | 0.2 | 10 | 11.1111 | 1.7422
S37E146_RES_2123 | Central | -36.8225 | 146.256 | 799 | 10 | 2 | 1785 | 3.5 | 0.3 | 5 | 20 | 1.7422
S37E146_RES_2147 | Central | -36.8215 | 146.167 | 619 | 16 | 2 | 619 | 1.5 | 0.2 | 13 | 12.5 | 1.7422
S37E146_RES_2154 | Central | -36.8212 | 146.2009 | 769 | 11 | 2 | 1945 | 3.9 | 0.4 | 5 | 18.1818 | 1.7422
S37E146_RES_2157 | Central | -36.8211 | 146.0985 | 649 | 15 | 2 | 1208 | 2.8 | 0.3 | 6 | 13.3333 | 1.7422
S37E146_RES_2168 | Central | -36.8202 | 146.1997 | 771 | 10 | 2 | 1740 | 4.2 | 0.5 | 4 | 20 | 1.7422
S37E146_RES_2176 | Central | -36.8195 | 146.173 | 691 | 15 | 2 | 1351 | 2.7 | 0.3 | 9 | 13.3333 | 1.7422
S37E146_RES_219 | Central | -36.9714 | 146.2689 | 930 | 12 | 2 | 1244 | 3.2 | 0.4 | 5 | 16.6667 | 1.7422
S37E146_RES_2192 | Central | -36.8183 | 146.2554 | 779 | 11 | 2 | 662 | 1.6 | 0.2 | 9 | 18.1818 | 1.7422
S37E146_RES_2210 | Central | -36.8173 | 146.8026 | 749 | 9 | 2 | 297 | 1.1 | 0.2 | 9 | 22.2222 | 1.7422
S37E146_RES_2236 | Central | -36.8142 | 146.1911 | 720 | 11 | 2 | 1271 | 2.9 | 0.3 | 6 | 18.1818 | 1.7422
S37E146_RES_2296 | Central | -36.8102 | 146.1798 | 729 | 9 | 2 | 1797 | 5.1 | 0.7 | 3 | 22.2222 | 1.7422
S37E146_RES_2298 | Central | -36.8097 | 146.235 | 760 | 12 | 2 | 1128 | 2.9 | 0.4 | 5 | 16.6667 | 1.7422
S37E146_RES_235 | Central | -36.9708 | 146.2994 | 811 | 10 | 2 | 954 | 2.2 | 0.2 | 6 | 20 | 1.7422
S37E146_RES_244 | Central | -36.9705 | 146.3488 | 952 | 14 | 2 | 1622 | 2.5 | 0.2 | 11 | 14.2857 | 1.7422
S37E146_RES_264 | Central | -36.9694 | 146.2018 | 689 | 10 | 2 | 737 | 2 | 0.3 | 6 | 20 | 1.7422
S37E146_RES_320 | Central | -36.9671 | 146.2667 | 961 | 12 | 2 | 1269 | 4.2 | 0.7 | 3 | 16.6667 | 1.7422
S37E146_RES_347 | Central | -36.9664 | 146.3012 | 819 | 15 | 2 | 625 | 1.5 | 0.2 | 13 | 13.3333 | 1.7422
S37E146_RES_355 | Central | -36.9661 | 146.2053 | 740 | 10 | 2 | 1356 | 3 | 0.3 | 5 | 20 | 1.7422
S37E146_RES_392 | Central | -36.9651 | 146.3124 | 921 | 11 | 2 | 749 | 1.9 | 0.2 | 6 | 18.1818 | 1.7422
S37E146_RES_394 | Central | -36.965 | 146.2548 | 949 | 14 | 2 | 1505 | 2.7 | 0.2 | 7 | 14.2857 | 1.7422
S37E146_RES_42 | Central | -36.9886 | 146.3542 | 920 | 10 | 2 | 1399 | 2.7 | 0.3 | 7 | 20 | 1.7422
S37E146_RES_453 | Central | -36.9627 | 146.2487 | 949 | 10 | 2 | 1504 | 4 | 0.5 | 3 | 20 | 1.7422
S37E146_RES_460 | Central | -36.9625 | 146.3653 | 830 | 14 | 2 | 341 | 0.8 | 0.1 | 22 | 14.2857 | 1.7422
S37E146_RES_483 | Central | -36.9615 | 146.7127 | 699 | 14 | 2 | 360 | 1 | 0.1 | 15 | 14.2857 | 1.7422
S37E146_RES_5 | Central | -36.9978 | 146.3543 | 871 | 10 | 2 | 1102 | 2.9 | 0.4 | 5 | 20 | 1.7422
S37E146_RES_527 | Central | -36.9599 | 146.2024 | 763 | 16 | 2 | 1554 | 4 | 0.5 | 5 | 12.5 | 1.7422
S37E146_RES_539 | Central | -36.9594 | 146.1898 | 709 | 10 | 2 | 1300 | 2.8 | 0.3 | 6 | 20 | 1.7422
S37E146_RES_548 | Central | -36.9592 | 146.2122 | 810 | 10 | 2 | 1084 | 2.5 | 0.3 | 6 | 20 | 1.7422
S37E146_RES_551 | Central | -36.9591 | 146.1944 | 739 | 11 | 2 | 1746 | 4.1 | 0.5 | 4 | 18.1818 | 1.7422
S37E146_RES_557 | Central | -36.9587 | 146.2003 | 762 | 9 | 2 | 1758 | 5.2 | 0.8 | 3 | 22.2222 | 1.7422
S37E146_RES_560 | Central | -36.9586 | 146.1878 | 710 | 10 | 2 | 1220 | 3.6 | 0.5 | 4 | 20 | 1.7422
S37E146_RES_632 | Central | -36.955 | 146.3407 | 828 | 13 | 2 | 1040 | 2.1 | 0.2 | 8 | 15.3846 | 1.7422
S37E146_RES_653 | Central | -36.9536 | 146.3275 | 830 | 10 | 2 | 489 | 1.6 | 0.3 | 6 | 20 | 1.7422
S37E146_RES_656 | Central | -36.9534 | 146.3218 | 921 | 10 | 2 | 1319 | 4.5 | 0.8 | 3 | 20 | 1.7422
S37E146_RES_678 | Central | -36.9522 | 146.2231 | 820 | 14 | 2 | 1616 | 3 | 0.3 | 7 | 14.2857 | 1.7422
S37E146_RES_683 | Central | -36.9519 | 146.2495 | 889 | 11 | 2 | 625 | 1.8 | 0.3 | 7 | 18.1818 | 1.7422
S37E146_RES_694 | Central | -36.9517 | 146.7097 | 700 | 13 | 2 | 427 | 1.3 | 0.2 | 9 | 15.3846 | 1.7422
S37E146_RES_71 | Central | -36.983 | 146.3568 | 941 | 11 | 2 | 1003 | 2.8 | 0.4 | 4 | 18.1818 | 1.7422
S37E146_RES_715 | Central | -36.9504 | 146.2046 | 784 | 16 | 2 | 1431 | 2.5 | 0.2 | 9 | 12.5 | 1.7422
S37E146_RES_72 | Central | -36.9829 | 146.299 | 798 | 16 | 2 | 1140 | 2.2 | 0.2 | 11 | 12.5 | 1.7422
S37E146_RES_749 | Central | -36.9486 | 146.2406 | 810 | 9 | 2 | 749 | 2.5 | 0.4 | 4 | 22.2222 | 1.7422
S37E146_RES_759 | Central | -36.9482 | 146.2127 | 831 | 9 | 2 | 1530 | 3.7 | 0.5 | 4 | 22.2222 | 1.7422
S37E146_RES_783 | Central | -36.9467 | 146.3251 | 861 | 9 | 2 | 706 | 2.1 | 0.3 | 5 | 22.2222 | 1.7422
S37E146_RES_808 | Central | -36.9452 | 146.2138 | 841 | 12 | 2 | 1710 | 4 | 0.5 | 4 | 16.6667 | 1.7422
S37E146_RES_863 | Central | -36.942 | 146.3352 | 809 | 17 | 2 | 1672 | 3.3 | 0.3 | 7 | 11.7647 | 1.7422
S37E146_RES_879 | Central | -36.9412 | 146.2734 | 899 | 13 | 2 | 1418 | 3.8 | 0.5 | 4 | 15.3846 | 1.7422
S37E146_RES_89 | Central | -36.9816 | 146.3585 | 917 | 16 | 2 | 1232 | 3 | 0.4 | 6 | 12.5 | 1.7422
S37E146_RES_908 | Central | -36.9394 | 146.2825 | 890 | 16 | 2 | 1610 | 3.2 | 0.3 | 7 | 12.5 | 1.7422
S37E146_RES_911 | Central | -36.9392 | 146.2738 | 888 | 9 | 2 | 1560 | 3.7 | 0.4 | 4 | 22.2222 | 1.7422
S37E146_RES_917 | Central | -36.9386 | 146.2811 | 890 | 9 | 2 | 1585 | 4.6 | 0.7 | 3 | 22.2222 | 1.7422
S37E146_RES_963 | Central | -36.9348 | 146.2857 | 901 | 11 | 2 | 1536 | 3.1 | 0.3 | 6 | 18.1818 | 1.7422
S37E146_RES_98 | Central | -36.9807 | 146.2261 | 698 | 11 | 2 | 1672 | 3.8 | 0.4 | 5 | 18.1818 | 1.7422
S37E146_RES_995 | Central | -36.9303 | 146.2881 | 899 | 16 | 2 | 1226 | 2.5 | 0.3 | 8 | 12.5 | 1.7422
S37E146_RES_2352 | Central | -36.805 | 146.2331 | 730 | 14 | 2 | 1047 | 3.3 | 0.5 | 5 | 14.2857 | 1.7422
S37E146_RES_2390 | Central | -36.8014 | 146.2556 | 809 | 9 | 2 | 1930 | 3.9 | 0.4 | 4 | 22.2222 | 1.7422
S37E146_RES_2400 | Central | -36.8008 | 146.1872 | 730 | 19 | 2 | 1319 | 1.9 | 0.1 | 14 | 10.5263 | 1.7422
S37E146_RES_2424 | Central | -36.7981 | 146.2283 | 710 | 11 | 2 | 1388 | 2.9 | 0.3 | 6 | 18.1818 | 1.7422
S37E146_RES_2368 | Central | -36.8033 | 146.3113 | 808 | 20 | 2 | 1864 | 3.2 | 0.3 | 8 | 10 | 1.7422
S37E146_RES_2524 | Central | -36.7892 | 146.1708 | 751 | 15 | 2 | 2082 | 3.8 | 0.4 | 5 | 13.3333 | 1.7422
S37E146_RES_2530 | Central | -36.7889 | 146.1853 | 770 | 12 | 2 | 1833 | 4.7 | 0.6 | 4 | 16.6667 | 1.7422
S37E146_RES_2538 | Central | -36.7885 | 146.1888 | 767 | 14 | 2 | 2106 | 4.6 | 0.5 | 5 | 14.2857 | 1.7422
S37E146_RES_2505 | Central | -36.7908 | 146.17 | 729 | 19 | 2 | 1202 | 1.6 | 0.1 | 18 | 10.5263 | 1.7422
S37E146_RES_2486 | Central | -36.7917 | 146.2282 | 729 | 9 | 2 | 966 | 2 | 0.2 | 8 | 22.2222 | 1.7422
S37E146_RES_2503 | Central | -36.7908 | 146.3139 | 790 | 20 | 2 | 1506 | 2.6 | 0.2 | 10 | 10 | 1.7422
S37E146_RES_2441 | Central | -36.7963 | 146.1927 | 769 | 11 | 2 | 1599 | 3.4 | 0.4 | 6 | 18.1818 | 1.7422
S37E146_RES_2581 | Central | -36.785 | 146.3658 | 760 | 17 | 2 | 2137 | 3.2 | 0.2 | 9 | 11.7647 | 1.7422
S37E146_RES_2592 | Central | -36.7842 | 146.1709 | 749 | 10 | 2 | 1456 | 2.9 | 0.3 | 6 | 20 | 1.7422
S37E146_RES_2593 | Central | -36.7839 | 146.2292 | 750 | 11 | 2 | 1090 | 2.3 | 0.2 | 8 | 18.1818 | 1.7422
S37E146_RES_2625 | Central | -36.7811 | 146.3131 | 681 | 11 | 2 | 483 | 1.2 | 0.2 | 12 | 18.1818 | 1.7422
S37E146_RES_2653 | Central | -36.7792 | 146.3654 | 752 | 9 | 2 | 1654 | 4.3 | 0.5 | 3 | 22.2222 | 1.7422
S37E146_RES_2671 | Central | -36.7779 | 146.5476 | 1147 | 9 | 2 | 1586 | 3.7 | 0.4 | 4 | 22.2222 | 1.7422
S37E146_RES_2560 | Central | -36.7868 | 146.5001 | 627 | 10 | 2 | 576 | 1.8 | 0.3 | 6 | 20 | 1.7422
S37E146_RES_2740 | Central | -36.773 | 146.1934 | 661 | 17 | 2 | 2267 | 4.8 | 0.5 | 5 | 11.7647 | 1.7422
S37E146_RES_2754 | Central | -36.7717 | 146.1944 | 650 | 13 | 2 | 1605 | 3.7 | 0.4 | 5 | 15.3846 | 1.7422
S37E146_RES_2756 | Central | -36.7715 | 146.5349 | 873 | 10 | 2 | 948 | 1.6 | 0.1 | 11 | 20 | 1.7422
S37E146_RES_2733 | Central | -36.774 | 146.3653 | 739 | 11 | 2 | 1673 | 3.9 | 0.5 | 4 | 18.1818 | 1.7422
S37E146_RES_2897 | Central | -36.7545 | 146.2149 | 598 | 18 | 2 | 2291 | 3.5 | 0.3 | 7 | 11.1111 | 1.7422
S37E146_RES_2910 | Central | -36.7525 | 146.2781 | 600 | 13 | 2 | 955 | 2.8 | 0.4 | 4 | 15.3846 | 1.7422
S37E146_RES_2916 | Central | -36.751 | 146.207 | 609 | 9 | 2 | 1723 | 4.3 | 0.5 | 3 | 22.2222 | 1.7422
S37E146_RES_2926 | Central | -36.7476 | 146.286 | 608 | 10 | 2 | 1623 | 3.4 | 0.3 | 6 | 20 | 1.7422
S37E146_RES_2969 | Central | -36.7281 | 146.5783 | 640 | 9 | 2 | 675 | 1.8 | 0.2 | 7 | 22.2222 | 1.7422
S37E146_RES_2884 | Central | -36.756 | 146.1824 | 652 | 10 | 2 | 1896 | 4.1 | 0.4 | 4 | 20 | 1.7422
S37E146_RES_2851 | Central | -36.7619 | 146.5725 | 770 | 9 | 2 | 508 | 1.7 | 0.3 | 7 | 22.2222 | 1.7422
S37E146_RES_2871 | Central | -36.7584 | 146.1922 | 659 | 15 | 2 | 1965 | 4.6 | 0.5 | 4 | 13.3333 | 1.7422
S37E146_RES_2808 | Central | -36.7656 | 146.5452 | 838 | 12 | 2 | 539 | 1.5 | 0.2 | 8 | 16.6667 | 1.7422
S37E146_RES_3633 | Central | -36.4531 | 146.7335 | 699 | 13 | 2 | 439 | 1.1 | 0.1 | 13 | 15.3846 | 1.7422
S37E146_RES_3530 | Central | -36.4764 | 146.9275 | 680 | 9 | 2 | 912 | 2.7 | 0.4 | 4 | 22.2222 | 1.7422
S37E146_RES_3554 | Central | -36.4705 | 146.9576 | 931 | 9 | 2 | 608 | 2.1 | 0.3 | 4 | 22.2222 | 1.7422
S37E146_RES_3410 | Central | -36.4982 | 146.9168 | 678 | 16 | 2 | 824 | 2.1 | 0.3 | 8 | 12.5 | 1.7422
S37E146_RES_3526 | Central | -36.4767 | 146.9638 | 999 | 13 | 2 | 1042 | 1.9 | 0.2 | 10 | 15.3846 | 1.7422
S37E146_RES_3368 | Central | -36.5031 | 146.9625 | 841 | 12 | 2 | 639 | 1.7 | 0.2 | 8 | 16.6667 | 1.7422
S37E146_RES_3354 | Central | -36.5057 | 146.9141 | 649 | 10 | 2 | 844 | 2.9 | 0.5 | 4 | 20 | 1.7422
S37E146_RES_3353 | Central | -36.5058 | 146.9697 | 750 | 11 | 2 | 527 | 1.8 | 0.3 | 7 | 18.1818 | 1.7422
S37E146_RES_3352 | Central | -36.5061 | 146.9184 | 699 | 9 | 2 | 1686 | 4.5 | 0.6 | 3 | 22.2222 | 1.7422
S37E146_RES_3290 | Central | -36.5205 | 146.9648 | 959 | 9 | 2 | 1360 | 3.5 | 0.4 | 4 | 22.2222 | 1.7422
S37E146_RES_3218 | Central | -36.5344 | 146.9494 | 679 | 11 | 2 | 539 | 1.7 | 0.3 | 6 | 18.1818 | 1.7422
S37E146_RES_3686 | Central | -36.446 | 146.7267 | 789 | 16 | 2 | 727 | 1.3 | 0.1 | 19 | 12.5 | 1.7422
S37E146_RES_3670 | Central | -36.4484 | 146.7667 | 732 | 17 | 2 | 1289 | 2.9 | 0.3 | 7 | 11.7647 | 1.7422
S37E146_RES_3676 | Central | -36.4475 | 146.7529 | 721 | 9 | 2 | 1260 | 3.4 | 0.5 | 4 | 22.2222 | 1.7422
S37E146_RES_3861 | Central | -36.4264 | 146.7725 | 809 | 13 | 2 | 1866 | 3.7 | 0.4 | 6 | 15.3846 | 1.7422
S37E146_RES_3783 | Central | -36.4331 | 146.7247 | 760 | 15 | 2 | 638 | 1.3 | 0.1 | 12 | 13.3333 | 1.7422
S37E146_RES_3826 | Central | -36.4294 | 146.7337 | 801 | 15 | 2 | 1501 | 3 | 0.3 | 8 | 13.3333 | 1.7422
S37E146_RES_3755 | Central | -36.4358 | 146.774 | 781 | 9 | 2 | 1624 | 4.3 | 0.6 | 4 | 22.2222 | 1.7422
S37E146_RES_3739 | Central | -36.4372 | 146.7299 | 808 | 16 | 2 | 1954 | 4 | 0.4 | 5 | 12.5 | 1.7422
S37E146_RES_3738 | Central | -36.4373 | 146.7811 | 729 | 18 | 2 | 955 | 1.9 | 0.2 | 11 | 11.1111 | 1.7422
S37E146_RES_3928 | Central | -36.4217 | 146.7539 | 780 | 9 | 2 | 1019 | 3.6 | 0.7 | 4 | 22.2222 | 1.7422
S37E146_RES_3900 | Central | -36.4236 | 146.9706 | 920 | 12 | 2 | 1091 | 3 | 0.4 | 5 | 16.6667 | 1.7422
S37E146_RES_3912 | Central | -36.4228 | 146.7369 | 790 | 16 | 2 | 1303 | 2.7 | 0.3 | 8 | 12.5 | 1.7422
S37E146_RES_3875 | Central | -36.4254 | 146.7656 | 789 | 9 | 2 | 1768 | 5.1 | 0.7 | 3 | 22.2222 | 1.7422
S37E146_RES_4057 | Central | -36.4131 | 146.7808 | 780 | 9 | 2 | 1006 | 2.4 | 0.3 | 6 | 22.2222 | 1.7422
S37E146_RES_3989 | Central | -36.4169 | 146.8067 | 770 | 10 | 2 | 993 | 2.4 | 0.3 | 5 | 20 | 1.7422
S37E146_RES_3972 | Central | -36.4181 | 146.7825 | 810 | 9 | 2 | 1824 | 4.3 | 0.5 | 4 | 22.2222 | 1.7422
S37E146_RES_3963 | Central | -36.419 | 146.729 | 780 | 11 | 2 | 1620 | 4 | 0.5 | 5 | 18.1818 | 1.7422
S37E146_RES_3960 | Central | -36.4194 | 146.7339 | 800 | 12 | 2 | 1327 | 2.9 | 0.3 | 7 | 16.6667 | 1.7422
S37E146_RES_4147 | Central | -36.4083 | 146.7169 | 720 | 11 | 2 | 725 | 1.9 | 0.3 | 7 | 18.1818 | 1.7422
S37E146_RES_4152 | Central | -36.4081 | 146.7302 | 821 | 11 | 2 | 750 | 1.8 | 0.2 | 8 | 18.1818 | 1.7422
S37E146_RES_4082 | Central | -36.4115 | 146.99 | 529 | 9 | 2 | 681 | 1.6 | 0.2 | 9 | 22.2222 | 1.7422
S37E146_RES_4076 | Central | -36.4117 | 146.7419 | 830 | 13 | 2 | 887 | 1.4 | 0.1 | 14 | 15.3846 | 1.7422
S37E146_RES_4232 | Central | -36.4031 | 146.7866 | 751 | 11 | 2 | 1038 | 2.9 | 0.4 | 5 | 18.1818 | 1.7422
S37E146_RES_4200 | Central | -36.4056 | 146.7117 | 669 | 15 | 2 | 712 | 2.2 | 0.4 | 7 | 13.3333 | 1.7422
S37E146_RES_4214 | Central | -36.405 | 146.7872 | 760 | 9 | 2 | 1150 | 3 | 0.4 | 4 | 22.2222 | 1.7422
S37E146_RES_4194 | Central | -36.4058 | 146.8175 | 710 | 9 | 2 | 1303 | 3.2 | 0.4 | 4 | 22.2222 | 1.7422
S37E146_RES_4197 | Central | -36.4057 | 146.6567 | 519 | 10 | 2 | 1160 | 2.5 | 0.3 | 6 | 20 | 1.7422
S37E146_RES_4160 | Central | -36.4078 | 146.725 | 790 | 11 | 2 | 843 | 2.4 | 0.3 | 6 | 18.1818 | 1.7422
S37E146_RES_4385 | Central | -36.3906 | 146.9472 | 650 | 9 | 2 | 564 | 2 | 0.3 | 5 | 22.2222 | 1.7422
S37E146_RES_4404 | Central | -36.3869 | 146.9709 | 971 | 12 | 2 | 1421 | 3.5 | 0.4 | 5 | 16.6667 | 1.7422
S37E146_RES_4444 | Central | -36.3768 | 146.9571 | 781 | 10 | 2 | 702 | 2.2 | 0.4 | 6 | 20 | 1.7422
S37E146_RES_4466 | Central | -36.3733 | 146.7883 | 650 | 9 | 2 | 1551 | 4.2 | 0.6 | 4 | 22.2222 | 1.7422
S37E146_RES_4320 | Central | -36.3961 | 146.7997 | 720 | 10 | 2 | 1375 | 4.8 | 0.8 | 3 | 20 | 1.7422
S37E146_RES_4321 | Central | -36.3959 | 146.8125 | 701 | 9 | 2 | 1391 | 4 | 0.6 | 4 | 22.2222 | 1.7422
S37E146_RES_4283 | Central | -36.3987 | 146.6992 | 598 | 9 | 2 | 1172 | 3.2 | 0.4 | 4 | 22.2222 | 1.7422
S37E146_RES_4615 | Central | -36.3488 | 146.7588 | 718 | 13 | 2 | 919 | 1.9 | 0.2 | 10 | 15.3846 | 1.7422
S37E146_RES_4573 | Central | -36.3535 | 146.7564 | 723 | 9 | 2 | 925 | 2.7 | 0.4 | 4 | 22.2222 | 1.7422
S37E146_RES_4553 | Central | -36.3557 | 146.7522 | 731 | 13 | 2 | 1898 | 2.9 | 0.2 | 8 | 15.3846 | 1.7422
S37E146_RES_4533 | Central | -36.3597 | 146.9511 | 639 | 13 | 2 | 1273 | 3.2 | 0.4 | 6 | 15.3846 | 1.7422
S37E146_RES_4512 | Central | -36.3633 | 146.9545 | 639 | 13 | 2 | 718 | 2.1 | 0.3 | 7 | 15.3846 | 1.7422
S37E146_RES_4499 | Central | -36.3667 | 146.9522 | 660 | 12 | 2 | 658 | 2.3 | 0.4 | 6 | 16.6667 | 1.7422
S37E146_RES_4670 | Central | -36.3342 | 146.9428 | 539 | 14 | 2 | 1174 | 2.4 | 0.2 | 7 | 14.2857 | 1.7422
S37E146_RES_4707 | Central | -36.3214 | 146.7725 | 671 | 11 | 2 | 1644 | 4.8 | 0.7 | 4 | 18.1818 | 1.7422
S37E146_RES_4635 | Central | -36.3411 | 146.7692 | 690 | 10 | 2 | 701 | 1.8 | 0.2 | 8 | 20 | 1.7422
S37E146_RES_4873 | Central | -36.2265 | 146.8918 | 600 | 12 | 2 | 529 | 1.4 | 0.2 | 11 | 16.6667 | 1.7422
S37E146_RES_4859 | Central | -36.2297 | 146.8994 | 640 | 9 | 2 | 1502 | 4.1 | 0.5 | 4 | 22.2222 | 1.7422
S37E146_RES_4835 | Central | -36.2363 | 146.8738 | 511 | 12 | 2 | 595 | 1.6 | 0.2 | 10 | 16.6667 | 1.7422
S37E146_RES_4797 | Central | -36.2565 | 146.8332 | 648 | 14 | 2 | 757 | 1.6 | 0.2 | 10 | 14.2857 | 1.7422
S37E147_RES_1143 | Central | -36.8688 | 147.9617 | 1309 | 10 | 2 | 1368 | 3.1 | 0.4 | 5 | 20 | 1.7422
S37E147_RES_1241 | Central | -36.8639 | 147.9778 | 1280 | 11 | 2 | 911 | 2.1 | 0.2 | 7 | 18.1818 | 1.7422
S37E147_RES_1289 | Central | -36.8611 | 147.5575 | 1120 | 15 | 2 | 644 | 1.6 | 0.2 | 11 | 13.3333 | 1.7422
S37E147_RES_1320 | Central | -36.8586 | 147.9622 | 1310 | 12 | 2 | 1201 | 3.6 | 0.5 | 4 | 16.6667 | 1.7422
S37E147_RES_123 | Central | -36.9915 | 147.9342 | 1208 | 9 | 2 | 1585 | 4.1 | 0.5 | 3 | 22.2222 | 1.7422
S37E147_RES_1491 | Central | -36.8468 | 147.949 | 1252 | 8 | 2 | 1103 | 2.9 | 0.4 | 4 | 25 | 1.7422
S37E147_RES_1493 | Central | -36.8464 | 147.5825 | 970 | 15 | 2 | 594 | 1.5 | 0.2 | 12 | 13.3333 | 1.7422
S37E147_RES_150 | Central | -36.9901 | 147.9367 | 1178 | 12 | 2 | 861 | 2.1 | 0.2 | 7 | 16.6667 | 1.7422
S37E147_RES_139 | Central | -36.9908 | 147.9637 | 1308 | 9 | 2 | 1461 | 3.2 | 0.3 | 4 | 22.2222 | 1.7422
S37E147_RES_1440 | Central | -36.8508 | 147.9447 | 1220 | 10 | 2 | 1270 | 3.7 | 0.5 | 4 | 20 | 1.7422
S37E147_RES_1461 | Central | -36.8492 | 147.5758 | 1020 | 11 | 2 | 805 | 2.6 | 0.4 | 5 | 18.1818 | 1.7422
S37E147_RES_1347 | Central | -36.857 | 147.9689 | 1318 | 10 | 2 | 1833 | 4.3 | 0.5 | 4 | 20 | 1.7422
S37E147_RES_1349 | Central | -36.8569 | 147.5397 | 1130 | 9 | 2 | 409 | 1.3 | 0.2 | 7 | 22.2222 | 1.7422
S37E147_RES_1324 | Central | -36.8583 | 147.951 | 1248 | 15 | 2 | 1318 | 3.6 | 0.5 | 5 | 13.3333 | 1.7422
S37E147_RES_1751 | Central | -36.8285 | 147.9604 | 1457 | 14 | 2 | 898 | 1.5 | 0.1 | 13 | 14.2857 | 1.7422
S37E147_RES_1535 | Central | -36.8426 | 147.5785 | 1029 | 9 | 2 | 973 | 2.8 | 0.4 | 5 | 22.2222 | 1.7422
S37E147_RES_1876 | Central | -36.82 | 147.9854 | 1351 | 11 | 2 | 737 | 2.3 | 0.4 | 5 | 18.1818 | 1.7422
S37E147_RES_2016 | Central | -36.8103 | 147.0289 | 700 | 8 | 2 | 427 | 1.5 | 0.3 | 6 | 25 | 1.7422
S37E147_RES_196 | Central | -36.9869 | 147.9708 | 1309 | 14 | 2 | 1635 | 3.5 | 0.4 | 7 | 14.2857 | 1.7422
S37E147_RES_1811 | Central | -36.8244 | 147.9648 | 1499 | 10 | 2 | 774 | 1.8 | 0.2 | 8 | 20 | 1.7422
S37E147_RES_1814 | Central | -36.8241 | 147.9361 | 1562 | 9 | 2 | 1475 | 4.4 | 0.7 | 3 | 22.2222 | 1.7422
S37E147_RES_19 | Central | -36.9988 | 147.9586 | 1208 | 14 | 2 | 570 | 1.7 | 0.2 | 8 | 14.2857 | 1.7422
S37E147_RES_2031 | Central | -36.8091 | 147.9611 | 1581 | 13 | 2 | 1723 | 2.9 | 0.3 | 7 | 15.3846 | 1.7422
S37E147_RES_2074 | Central | -36.8056 | 147.4624 | 1601 | 9 | 2 | 905 | 2.5 | 0.3 | 4 | 22.2222 | 1.7422
S37E147_RES_2128 | Central | -36.802 | 147.7842 | 1109 | 15 | 2 | 668 | 2 | 0.3 | 7 | 13.3333 | 1.7422
S37E147_RES_2138 | Central | -36.8014 | 147.9697 | 1490 | 15 | 2 | 563 | 1.6 | 0.2 | 11 | 13.3333 | 1.7422
S37E147_RES_212 | Central | -36.9854 | 147.8408 | 1008 | 10 | 2 | 1201 | 2.4 | 0.2 | 7 | 20 | 1.7422
S37E147_RES_2295 | Central | -36.793 | 147.9819 | 1459 | 11 | 2 | 620 | 1.7 | 0.2 | 8 | 18.1818 | 1.7422
S37E147_RES_262 | Central | -36.9825 | 147.8525 | 970 | 11 | 2 | 235 | 0.8 | 0.1 | 13 | 18.1818 | 1.7422
S37E147_RES_325 | Central | -36.9792 | 147.8797 | 950 | 9 | 2 | 1108 | 3 | 0.4 | 4 | 22.2222 | 1.7422
S37E147_RES_265 | Central | -36.9824 | 147.9304 | 1112 | 16 | 2 | 1350 | 2.6 | 0.3 | 9 | 12.5 | 1.7422
S37E147_RES_270 | Central | -36.982 | 147.9163 | 1131 | 14 | 2 | 1951 | 3.7 | 0.4 | 6 | 14.2857 | 1.7422
S37E147_RES_281 | Central | -36.9817 | 147.9517 | 1190 | 9 | 2 | 979 | 2.8 | 0.4 | 4 | 22.2222 | 1.7422
S37E147_RES_414 | Central | -36.9747 | 147.8719 | 930 | 10 | 2 | 483 | 1.4 | 0.2 | 8 | 20 | 1.7422
S37E147_RES_415 | Central | -36.9747 | 147.8545 | 1029 | 10 | 2 | 397 | 1 | 0.1 | 11 | 20 | 1.7422
S37E147_RES_487 | Central | -36.9687 | 147.8561 | 1081 | 9 | 2 | 626 | 2 | 0.3 | 5 | 22.2222 | 1.7422
S37E147_RES_525 | Central | -36.9636 | 147.8708 | 1050 | 10 | 2 | 1226 | 4.1 | 0.7 | 3 | 20 | 1.7422
S37E147_RES_43 | Central | -36.9969 | 147.9303 | 1210 | 13 | 2 | 1492 | 2.8 | 0.3 | 7 | 15.3846 | 1.7422
S37E147_RES_653 | Central | -36.9499 | 147.8987 | 1061 | 11 | 2 | 1808 | 3.3 | 0.3 | 5 | 18.1818 | 1.7422
S37E147_RES_656 | Central | -36.9493 | 147.8742 | 1101 | 14 | 2 | 576 | 1.8 | 0.3 | 8 | 14.2857 | 1.7422
S37E147_RES_670 | Central | -36.9472 | 147.8674 | 1189 | 14 | 2 | 576 | 1.3 | 0.2 | 12 | 14.2857 | 1.7422
S37E147_RES_56 | Central | -36.9962 | 147.8353 | 1039 | 13 | 2 | 1356 | 3.6 | 0.5 | 5 | 15.3846 | 1.7422
S37E147_RES_561 | Central | -36.9614 | 147.8768 | 1032 | 13 | 2 | 1548 | 3.2 | 0.3 | 6 | 15.3846 | 1.7422
S37E147_RES_576 | Central | -36.9603 | 147.8483 | 1170 | 10 | 2 | 985 | 2.6 | 0.3 | 5 | 20 | 1.7422
S37E147_RES_592 | Central | -36.9592 | 147.9 | 1031 | 13 | 2 | 1294 | 2.6 | 0.3 | 7 | 15.3846 | 1.7422
S37E147_RES_594 | Central | -36.959 | 147.8848 | 1017 | 9 | 2 | 539 | 2 | 0.4 | 4 | 22.2222 | 1.7422
S37E147_RES_744 | Central | -36.9211 | 147.8201 | 1069 | 14 | 2 | 557 | 1.4 | 0.2 | 12 | 14.2857 | 1.7422
S37E147_RES_797 | Central | -36.9108 | 147.8186 | 1110 | 9 | 2 | 1660 | 3.9 | 0.5 | 4 | 22.2222 | 1.7422
S37E147_RES_695 | Central | -36.9413 | 147.8637 | 1209 | 13 | 2 | 1127 | 1.6 | 0.1 | 14 | 15.3846 | 1.7422
S37E147_RES_719 | Central | -36.9275 | 147.8994 | 1151 | 13 | 2 | 842 | 2 | 0.2 | 9 | 15.3846 | 1.7422
S37E147_RES_723 | Central | -36.9261 | 147.8398 | 1039 | 9 | 2 | 1276 | 2.4 | 0.2 | 7 | 22.2222 | 1.7422
S37E147_RES_675 | Central | -36.9464 | 147.8828 | 1170 | 12 | 2 | 1641 | 3.1 | 0.3 | 6 | 16.6667 | 1.7422
S37E147_RES_91 | Central | -36.9939 | 147.8286 | 1030 | 17 | 2 | 1059 | 2.1 | 0.2 | 8 | 11.7647 | 1.7422
S37E147_RES_886 | Central | -36.8999 | 147.4864 | 1029 | 10 | 2 | 533 | 1.9 | 0.3 | 5 | 20 | 1.7422
S37E147_RES_859 | Central | -36.9034 | 147.7571 | 1121 | 11 | 2 | 675 | 2.1 | 0.3 | 5 | 18.1818 | 1.7422
S37E147_RES_851 | Central | -36.9039 | 147.5083 | 1330 | 9 | 2 | 929 | 2.7 | 0.4 | 5 | 22.2222 | 1.7422
S37E147_RES_3055 | Central | -36.7492 | 147.098 | 739 | 10 | 2 | 403 | 1.2 | 0.2 | 9 | 20 | 1.7422
S37E147_RES_3085 | Central | -36.7463 | 147.4647 | 962 | 14 | 2 | 781 | 2.5 | 0.4 | 6 | 14.2857 | 1.7422
S37E147_RES_3113 | Central | -36.7446 | 147.4096 | 1047 | 13 | 2 | 514 | 1.3 | 0.2 | 13 | 15.3846 | 1.7422
S37E147_RES_2723 | Central | -36.7724 | 147.1004 | 930 | 9 | 2 | 663 | 2.2 | 0.4 | 5 | 22.2222 | 1.7422
S37E147_RES_2764 | Central | -36.7703 | 147.1033 | 960 | 10 | 2 | 1072 | 3 | 0.4 | 4 | 20 | 1.7422
S37E147_RES_2766 | Central | -36.7703 | 147.9836 | 1280 | 9 | 2 | 923 | 2.3 | 0.3 | 6 | 22.2222 | 1.7422
S37E147_RES_2854 | Central | -36.7656 | 147.9722 | 1310 | 11 | 2 | 1294 | 3.2 | 0.4 | 5 | 18.1818 | 1.7422
S37E147_RES_2875 | Central | -36.7644 | 147.4733 | 1019 | 15 | 2 | 954 | 2.7 | 0.4 | 6 | 13.3333 | 1.7422
S37E147_RES_2656 | Central | -36.775 | 147.4465 | 997 | 10 | 2 | 291 | 1.1 | 0.2 | 10 | 20 | 1.7422
S37E147_RES_2527 | Central | -36.7805 | 147.9908 | 1381 | 9 | 2 | 997 | 3 | 0.4 | 4 | 22.2222 | 1.7422
S37E147_RES_2617 | Central | -36.7767 | 147.4532 | 1048 | 11 | 2 | 601 | 1.5 | 0.2 | 10 | 18.1818 | 1.7422
S37E147_RES_4195 | Central | -36.6674 | 147.3815 | 1061 | 14 | 2 | 576 | 1.3 | 0.1 | 16 | 14.2857 | 1.7422
S37E147_RES_3553 | Central | -36.698 | 147.3632 | 1209 | 11 | 2 | 451 | 1.1 | 0.1 | 11 | 18.1818 | 1.7422
S37E147_RES_4073 | Central | -36.6734 | 147.2841 | 889 | 10 | 2 | 663 | 1.9 | 0.3 | 6 | 20 | 1.7422
S37E147_RES_4097 | Central | -36.672 | 147.5286 | 929 | 11 | 2 | 365 | 1.1 | 0.2 | 11 | 18.1818 | 1.7422
S37E147_RES_3205 | Central | -36.736 | 147.1085 | 732 | 9 | 2 | 409 | 1.2 | 0.2 | 8 | 22.2222 | 1.7422
S37E147_RES_3149 | Central | -36.7414 | 147.484 | 972 | 9 | 2 | 508 | 1.3 | 0.2 | 11 | 22.2222 | 1.7422
S37E147_RES_4300 | Central | -36.6624 | 147.3875 | 979 | 11 | 2 | 403 | 1.1 | 0.1 | 11 | 18.1818 | 1.7422
S37E147_RES_10015 | Central | -36.3297 | 147.4889 | 820 | 13 | 2 | 1080 | 2.6 | 0.3 | 7 | 15.3846 | 1.7422
S37E147_RES_10024 | Central | -36.3288 | 147.4979 | 756 | 17 | 2 | 416 | 1.1 | 0.1 | 16 | 11.7647 | 1.7422
S37E147_RES_10047 | Central | -36.3266 | 147.4876 | 842 | 11 | 2 | 1135 | 2.6 | 0.3 | 6 | 18.1818 | 1.7422
S37E147_RES_10070 | Central | -36.3252 | 147.3451 | 775 | 14 | 2 | 1694 | 2.9 | 0.2 | 8 | 14.2857 | 1.7422
S37E147_RES_10074 | Central | -36.3249 | 147.3292 | 729 | 8 | 2 | 1087 | 2.7 | 0.3 | 5 | 25 | 1.7422
S37E147_RES_10112 | Central | -36.3222 | 147.4892 | 840 | 11 | 2 | 590 | 1.9 | 0.3 | 7 | 18.1818 | 1.7422
S37E147_RES_10157 | Central | -36.3194 | 147.9481 | 810 | 13 | 2 | 495 | 1.7 | 0.3 | 6 | 15.3846 | 1.7422
S37E147_RES_10184 | Central | -36.317 | 147.5182 | 951 | 15 | 2 | 1316 | 3.3 | 0.4 | 5 | 13.3333 | 1.7422
S37E147_RES_10237 | Central | -36.312 | 147.9655 | 879 | 9 | 2 | 1456 | 3.4 | 0.4 | 4 | 22.2222 | 1.7422
S37E147_RES_10264 | Central | -36.3101 | 147.3334 | 738 | 14 | 2 | 1575 | 3.3 | 0.3 | 6 | 14.2857 | 1.7422
S37E147_RES_10284 | Central | -36.3086 | 147.5281 | 961 | 10 | 2 | 1018 | 2.8 | 0.4 | 4 | 20 | 1.7422
S37E147_RES_10319 | Central | -36.3069 | 147.9448 | 761 | 12 | 2 | 762 | 2.1 | 0.3 | 6 | 16.6667 | 1.7422
S37E147_RES_10372 | Central | -36.3018 | 147.1803 | 819 | 10 | 2 | 1340 | 3.1 | 0.3 | 5 | 20 | 1.7422
S37E147_RES_10389 | Central | -36.3008 | 147.9572 | 710 | 14 | 2 | 436 | 1.2 | 0.2 | 12 | 14.2857 | 1.7422
S37E147_RES_10404 | Central | -36.2989 | 147.2873 | 579 | 13 | 2 | 1658 | 3.6 | 0.4 | 5 | 15.3846 | 1.7422
S37E147_RES_10425 | Central | -36.2972 | 147.5239 | 800 | 15 | 2 | 974 | 2.5 | 0.3 | 8 | 13.3333 | 1.7422
S37E147_RES_10430 | Central | -36.2969 | 147.5564 | 890 | 10 | 2 | 1535 | 3.6 | 0.4 | 4 | 20 | 1.7422
S37E147_RES_10469 | Central | -36.2954 | 147.9542 | 647 | 11 | 2 | 416 | 1.3 | 0.2 | 7 | 18.1818 | 1.7422
S37E147_RES_10481 | Central | -36.2951 | 147.1774 | 759 | 11 | 2 | 1178 | 3.4 | 0.5 | 4 | 18.1818 | 1.7422
S37E147_RES_10517 | Central | -36.2931 | 147.5639 | 790 | 13 | 2 | 551 | 1.5 | 0.2 | 9 | 15.3846 | 1.7422
S37E147_RES_10535 | Central | -36.2919 | 147.5157 | 851 | 12 | 2 | 626 | 2 | 0.3 | 8 | 16.6667 | 1.7422
S37E147_RES_10556 | Central | -36.2911 | 147.5711 | 750 | 11 | 2 | 720 | 1.9 | 0.3 | 6 | 18.1818 | 1.7422
S37E147_RES_10584 | Central | -36.2887 | 147.1746 | 739 | 13 | 2 | 1588 | 4.2 | 0.6 | 4 | 15.3846 | 1.7422
S37E147_RES_10588 | Central | -36.2883 | 147.5636 | 810 | 13 | 2 | 1359 | 3.2 | 0.4 | 6 | 15.3846 | 1.7422
S37E147_RES_10605 | Central | -36.2861 | 147.1642 | 730 | 10 | 2 | 930 | 2.7 | 0.4 | 4 | 20 | 1.7422
S37E147_RES_10634 | Central | -36.2839 | 147.5575 | 790 | 16 | 2 | 1228 | 2.3 | 0.2 | 12 | 12.5 | 1.7422
S37E147_RES_10645 | Central | -36.2831 | 147.17 | 700 | 10 | 2 | 1357 | 3 | 0.3 | 5 | 20 | 1.7422
S37E147_RES_10667 | Central | -36.2817 | 147.157 | 659 | 9 | 2 | 968 | 2.7 | 0.4 | 4 | 22.2222 | 1.7422
S37E147_RES_10718 | Central | -36.2787 | 147.1464 | 508 | 11 | 2 | 547 | 1.8 | 0.3 | 6 | 18.1818 | 1.7422
S37E147_RES_10733 | Central | -36.2778 | 147.4926 | 889 | 19 | 2 | 1236 | 2.8 | 0.3 | 7 | 10.5263 | 1.7422
S37E147_RES_10767 | Central | -36.2757 | 147.4713 | 774 | 10 | 2 | 945 | 2.1 | 0.2 | 7 | 20 | 1.7422
S37E147_RES_10770 | Central | -36.2756 | 147.4994 | 940 | 11 | 2 | 1534 | 4.2 | 0.6 | 4 | 18.1818 | 1.7422
S37E147_RES_10850 | Central | -36.2708 | 147.9784 | 812 | 9 | 2 | 814 | 2.2 | 0.3 | 6 | 22.2222 | 1.7422
S37E147_RES_10893 | Central | -36.2686 | 147.7829 | 661 | 9 | 2 | 564 | 1.8 | 0.3 | 5 | 22.2222 | 1.7422
S37E147_RES_10935 | Central | -36.2664 | 147.7092 | 720 | 11 | 2 | 1028 | 2.6 | 0.3 | 6 | 18.1818 | 1.7422
S37E147_RES_10960 | Central | -36.2647 | 147.7169 | 690 | 14 | 2 | 752 | 2.4 | 0.4 | 6 | 14.2857 | 1.7422
S37E147_RES_10979 | Central | -36.2636 | 147.515 | 981 | 9 | 2 | 1178 | 3.2 | 0.4 | 5 | 22.2222 | 1.7422
S37E147_RES_11062 | Central | -36.2583 | 147.4034 | 578 | 10 | 2 | 1228 | 2.8 | 0.3 | 5 | 20 | 1.7422
S37E147_RES_11083 | Central | -36.2575 | 147.4599 | 801 | 10 | 2 | 701 | 2.1 | 0.3 | 5 | 20 | 1.7422
S37E147_RES_11094 | Central | -36.257 | 147.5644 | 779 | 15 | 2 | 683 | 2 | 0.3 | 8 | 13.3333 | 1.7422
S37E147_RES_11160 | Central | -36.2514 | 147.4714 | 890 | 9 | 2 | 1590 | 3.5 | 0.4 | 4 | 22.2222 | 1.7422
S37E147_RES_11183 | Central | -36.2501 | 147.406 | 601 | 11 | 2 | 657 | 1.9 | 0.3 | 6 | 18.1818 | 1.7422
S37E147_RES_11188 | Central | -36.2494 | 147.4947 | 940 | 11 | 2 | 1215 | 2.4 | 0.2 | 7 | 18.1818 | 1.7422
S37E147_RES_11275 | Central | -36.2414 | 147.3833 | 530 | 15 | 2 | 491 | 1.1 | 0.1 | 15 | 13.3333 | 1.7422
S37E147_RES_11277 | Central | -36.2409 | 147.3895 | 579 | 10 | 2 | 837 | 2.6 | 0.4 | 4 | 20 | 1.7422
S37E147_RES_11301 | Central | -36.2391 | 147.5427 | 849 | 13 | 2 | 695 | 1.7 | 0.2 | 8 | 15.3846 | 1.7422
S37E147_RES_11304 | Central | -36.2389 | 147.4513 | 832 | 13 | 2 | 882 | 2.4 | 0.3 | 6 | 15.3846 | 1.7422
S37E147_RES_11449 | Central | -36.2236 | 147.5292 | 880 | 16 | 2 | 1017 | 2.5 | 0.3 | 7 | 12.5 | 1.7422
S37E147_RES_11452 | Central | -36.2233 | 147.3994 | 540 | 11 | 2 | 1446 | 3.1 | 0.3 | 6 | 18.1818 | 1.7422
S37E147_RES_11466 | Central | -36.22 | 147.5283 | 900 | 11 | 2 | 1297 | 3 | 0.3 | 5 | 18.1818 | 1.7422
S37E147_RES_11468 | Central | -36.2194 | 147.4487 | 679 | 10 | 2 | 1205 | 3.8 | 0.6 | 3 | 20 | 1.7422
S37E147_RES_11472 | Central | -36.2192 | 147.4544 | 720 | 11 | 2 | 718 | 2.1 | 0.3 | 7 | 18.1818 | 1.7422
S37E147_RES_11482 | Central | -36.2186 | 147.5221 | 899 | 14 | 2 | 1569 | 3.2 | 0.3 | 7 | 14.2857 | 1.7422
S37E147_RES_11492 | Central | -36.2156 | 147.6035 | 738 | 10 | 2 | 1215 | 2.8 | 0.3 | 6 | 20 | 1.7422
S37E147_RES_11503 | Central | -36.2142 | 147.4784 | 889 | 17 | 2 | 2439 | 4.1 | 0.3 | 7 | 11.7647 | 1.7422
S37E147_RES_11556 | Central | -36.2018 | 147.6159 | 718 | 15 | 2 | 1548 | 3 | 0.3 | 7 | 13.3333 | 1.7422
S37E147_RES_11561 | Central | -36.2014 | 147.6019 | 709 | 16 | 2 | 1637 | 2.9 | 0.3 | 8 | 12.5 | 1.7422
S37E147_RES_11566 | Central | -36.1992 | 147.9852 | 711 | 9 | 2 | 918 | 2.8 | 0.4 | 4 | 22.2222 | 1.7422
S37E147_RES_11589 | Central | -36.1931 | 147.9831 | 770 | 13 | 2 | 1028 | 2.3 | 0.3 | 9 | 15.3846 | 1.7422
S37E147_RES_11650 | Central | -36.1789 | 147.1626 | 581 | 12 | 2 | 1117 | 2.6 | 0.3 | 6 | 16.6667 | 1.7422
S37E147_RES_11697 | Central | -36.17 | 147.5875 | 760 | 9 | 2 | 1043 | 2.1 | 0.2 | 7 | 22.2222 | 1.7422
S37E147_RES_11709 | Central | -36.1681 | 147.1456 | 530 | 9 | 2 | 1073 | 3 | 0.4 | 4 | 22.2222 | 1.7422
S37E147_RES_11728 | Central | -36.1642 | 147.4617 | 700 | 10 | 2 | 1330 | 2.7 | 0.3 | 6 | 20 | 1.7422
S37E147_RES_11731 | Central | -36.1637 | 147.1487 | 488 | 11 | 2 | 485 | 1.4 | 0.2 | 8 | 18.1818 | 1.7422
S37E147_RES_11758 | Central | -36.1573 | 147.1701 | 509 | 10 | 2 | 770 | 2 | 0.3 | 6 | 20 | 1.7422
S37E147_RES_11760 | Central | -36.1572 | 147.4467 | 670 | 11 | 2 | 570 | 1.4 | 0.2 | 10 | 18.1818 | 1.7422
S37E147_RES_11774 | Central | -36.1544 | 147.1809 | 531 | 13 | 2 | 1750 | 3.2 | 0.3 | 7 | 15.3846 | 1.7422
S37E147_RES_11803 | Central | -36.1475 | 147.2176 | 669 | 13 | 2 | 1535 | 2.4 | 0.2 | 9 | 15.3846 | 1.7422
S37E147_RES_11828 | Central | -36.144 | 147.8786 | 849 | 9 | 2 | 726 | 2.4 | 0.4 | 4 | 22.2222 | 1.7422
S37E147_RES_11837 | Central | -36.1429 | 147.5491 | 709 | 9 | 2 | 1279 | 3.2 | 0.4 | 4 | 22.2222 | 1.7422
S37E147_RES_11854 | Central | -36.1403 | 147.5428 | 700 | 10 | 2 | 614 | 1.9 | 0.3 | 7 | 20 | 1.7422
S37E147_RES_11863 | Central | -36.1378 | 147.5869 | 760 | 9 | 2 | 1850 | 4.7 | 0.6 | 3 | 22.2222 | 1.7422
S37E147_RES_11884 | Central | -36.135 | 147.5881 | 760 | 17 | 2 | 2629 | 4.3 | 0.3 | 6 | 11.7647 | 1.7422
S37E147_RES_11910 | Central | -36.1308 | 147.4311 | 721 | 12 | 2 | 1461 | 3.6 | 0.4 | 5 | 16.6667 | 1.7422
S37E147_RES_11917 | Central | -36.1303 | 147.8779 | 649 | 16 | 2 | 508 | 1.3 | 0.2 | 12 | 12.5 | 1.7422
S37E147_RES_11922 | Central | -36.1302 | 147.1979 | 618 | 26 | 2 | 799 | 1.7 | 0.2 | 13 | 7.6923 | 1.7422
S37E147_RES_11952 | Central | -36.1282 | 147.4387 | 700 | 11 | 2 | 936 | 2.2 | 0.3 | 7 | 18.1818 | 1.7422
S37E147_RES_11956 | Central | -36.1281 | 147.9347 | 560 | 11 | 2 | 763 | 2 | 0.3 | 7 | 18.1818 | 1.7422
S37E147_RES_12009 | Central | -36.1254 | 147.9027 | 738 | 20 | 2 | 1667 | 3 | 0.3 | 9 | 10 | 1.7422
S37E147_RES_12091 | Central | -36.1215 | 147.2113 | 589 | 9 | 2 | 713 | 1.9 | 0.2 | 6 | 22.2222 | 1.7422
S37E147_RES_12098 | Central | -36.1211 | 147.2175 | 560 | 10 | 2 | 1402 | 4 | 0.6 | 4 | 20 | 1.7422
S37E147_RES_12099 | Central | -36.1211 | 147.8724 | 642 | 13 | 2 | 1242 | 2.3 | 0.2 | 9 | 15.3846 | 1.7422
S37E147_RES_12191 | Central | -36.1175 | 147.8781 | 650 | 13 | 2 | 2084 | 5.1 | 0.6 | 3 | 15.3846 | 1.7422
S37E147_RES_12231 | Central | -36.1163 | 147.1994 | 581 | 11 | 2 | 745 | 1.9 | 0.3 | 7 | 18.1818 | 1.7422
S37E147_RES_12248 | Central | -36.1158 | 147.6029 | 761 | 11 | 2 | 1658 | 3.4 | 0.3 | 5 | 18.1818 | 1.7422
S37E147_RES_12251 | Central | -36.1157 | 147.8946 | 721 | 13 | 2 | 949 | 2.8 | 0.4 | 6 | 15.3846 | 1.7422
S37E147_RES_12252 | Central | -36.1156 | 147.8795 | 629 | 13 | 2 | 1211 | 3 | 0.4 | 5 | 15.3846 | 1.7422
S37E147_RES_12284 | Central | -36.1143 | 147.2031 | 559 | 12 | 2 | 926 | 2.7 | 0.4 | 6 | 16.6667 | 1.7422
S37E147_RES_12289 | Central | -36.1142 | 147.6076 | 732 | 11 | 2 | 1541 | 4.4 | 0.6 | 4 | 18.1818 | 1.7422
S37E147_RES_12305 | Central | -36.1135 | 147.3692 | 589 | 13 | 2 | 1044 | 2.4 | 0.3 | 6 | 15.3846 | 1.7422
S37E147_RES_12311 | Central | -36.1134 | 147.6045 | 761 | 11 | 2 | 1902 | 4.9 | 0.6 | 4 | 18.1818 | 1.7422
S37E147_RES_12365 | Central | -36.1106 | 147.8833 | 620 | 10 | 2 | 1186 | 2.9 | 0.4 | 5 | 20 | 1.7422
S37E147_RES_12445 | Central | -36.1057 | 147.571 | 588 | 9 | 2 | 458 | 1.5 | 0.2 | 7 | 22.2222 | 1.7422
S37E147_RES_12457 | Central | -36.105 | 147.5854 | 789 | 12 | 2 | 979 | 2.1 | 0.2 | 9 | 16.6667 | 1.7422
S37E147_RES_12537 | Central | -36.098 | 147.4971 | 690 | 11 | 2 | 701 | 1.7 | 0.2 | 8 | 18.1818 | 1.7422
S37E147_RES_12538 | Central | -36.0978 | 147.5819 | 691 | 11 | 2 | 609 | 2.1 | 0.4 | 4 | 18.1818 | 1.7422
S37E147_RES_12541 | Central | -36.0975 | 147.1024 | 492 | 15 | 2 | 1019 | 1.9 | 0.2 | 12 | 13.3333 | 1.7422
S37E147_RES_12552 | Central | -36.095 | 147.6147 | 699 | 13 | 2 | 553 | 1.6 | 0.2 | 9 | 15.3846 | 1.7422
S37E147_RES_12554 | Central | -36.0946 | 147.3669 | 692 | 9 | 2 | 1265 | 3 | 0.4 | 4 | 22.2222 | 1.7422
S37E147_RES_12586 | Central | -36.0928 | 147.9119 | 570 | 12 | 2 | 954 | 1.8 | 0.2 | 9 | 16.6667 | 1.7422
S37E147_RES_12615 | Central | -36.0904 | 147.4921 | 627 | 12 | 2 | 1521 | 3.5 | 0.4 | 4 | 16.6667 | 1.7422
S37E147_RES_12646 | Central | -36.0885 | 147.5963 | 652 | 9 | 2 | 695 | 2 | 0.3 | 6 | 22.2222 | 1.7422
S37E147_RES_12687 | Central | -36.0843 | 147.5157 | 658 | 10 | 2 | 1379 | 2.6 | 0.3 | 7 | 20 | 1.7422
S37E147_RES_12716 | Central | -36.0822 | 147.5873 | 621 | 10 | 2 | 807 | 2.1 | 0.3 | 7 | 20 | 1.7422
S37E147_RES_12735 | Central | -36.0809 | 147.5731 | 649 | 9 | 2 | 888 | 2.7 | 0.4 | 5 | 22.2222 | 1.7422
S37E147_RES_12737 | Central | -36.0808 | 147.3706 | 510 | 10 | 2 | 689 | 2.2 | 0.3 | 6 | 20 | 1.7422
S37E147_RES_12768 | Central | -36.0773 | 147.5935 | 548 | 19 | 2 | 489 | 1.3 | 0.2 | 13 | 10.5263 | 1.7422
S37E147_RES_12796 | Central | -36.0719 | 147.4874 | 579 | 11 | 2 | 1988 | 4.3 | 0.5 | 4 | 18.1818 | 1.7422
S37E147_RES_12812 | Central | -36.0708 | 147.478 | 649 | 9 | 2 | 963 | 2.9 | 0.4 | 4 | 22.2222 | 1.7422
S37E147_RES_12844 | Central | -36.0669 | 147.4801 | 641 | 10 | 2 | 1025 | 2.4 | 0.3 | 5 | 20 | 1.7422
S37E147_RES_12861 | Central | -36.0647 | 147.4761 | 690 | 9 | 2 | 763 | 2.4 | 0.4 | 4 | 22.2222 | 1.7422
S37E147_RES_12932 | Central | -36.0256 | 147.8847 | 580 | 9 | 2 | 1131 | 3.4 | 0.5 | 3 | 22.2222 | 1.7422
S37E147_RES_4303 | Central | -36.6622 | 147.5342 | 800 | 10 | 2 | 266 | 0.9 | 0.1 | 12 | 20 | 1.7422
S37E147_RES_4365 | Central | -36.6581 | 147.9977 | 1289 | 10 | 2 | 756 | 2.3 | 0.3 | 5 | 20 | 1.7422
S37E147_RES_4466 | Central | -36.6538 | 147.8957 | 1176 | 11 | 2 | 496 | 1.1 | 0.1 | 13 | 18.1818 | 1.7422
S37E147_RES_4575 | Central | -36.6475 | 147.0596 | 679 | 10 | 2 | 545 | 1.5 | 0.2 | 8 | 20 | 1.7422
S37E147_RES_4626 | Central | -36.644 | 147.8961 | 1242 | 9 | 2 | 372 | 1.2 | 0.2 | 8 | 22.2222 | 1.7422
S37E147_RES_4629 | Central | -36.6436 | 147.3419 | 830 | 12 | 2 | 1184 | 2.4 | 0.2 | 7 | 16.6667 | 1.7422
S37E147_RES_4814 | Central | -36.6342 | 147.4736 | 840 | 13 | 2 | 744 | 2.3 | 0.3 | 6 | 15.3846 | 1.7422
S37E147_RES_4833 | Central | -36.6336 | 147.2869 | 959 | 12 | 2 | 495 | 1.7 | 0.3 | 7 | 16.6667 | 1.7422
S37E147_RES_4875 | Central | -36.6319 | 147.9884 | 1232 | 10 | 2 | 1128 | 2.6 | 0.3 | 5 | 20 | 1.7422
S37E147_RES_4974 | Central | -36.6281 | 147.9578 | 1420 | 14 | 2 | 347 | 1 | 0.1 | 18 | 14.2857 | 1.7422
S37E147_RES_4982 | Central | -36.6276 | 147.9474 | 1391 | 10 | 2 | 378 | 1.1 | 0.2 | 10 | 20 | 1.7422
S37E147_RES_5014 | Central | -36.6257 | 147.7921 | 988 | 10 | 2 | 354 | 1 | 0.1 | 12 | 20 | 1.7422
S37E147_RES_5068 | Central | -36.6231 | 147.2817 | 850 | 11 | 2 | 383 | 1.3 | 0.2 | 9 | 18.1818 | 1.7422
S37E147_RES_5158 | Central | -36.6181 | 147.7947 | 1052 | 10 | 2 | 422 | 1.4 | 0.2 | 8 | 20 | 1.7422
S37E147_RES_5303 | Central | -36.6086 | 147.2839 | 770 | 13 | 2 | 414 | 1.2 | 0.2 | 12 | 15.3846 | 1.7422
S37E147_RES_5512 | Central | -36.5989 | 147.2288 | 741 | 9 | 2 | 353 | 1.2 | 0.2 | 9 | 22.2222 | 1.7422
S37E147_RES_5543 | Central | -36.5976 | 147.2571 | 868 | 12 | 2 | 503 | 1.4 | 0.2 | 9 | 16.6667 | 1.7422
S37E147_RES_5670 | Central | -36.594 | 147.8457 | 1012 | 11 | 2 | 453 | 1.3 | 0.2 | 11 | 18.1818 | 1.7422
S37E147_RES_5778 | Central | -36.5897 | 147.9785 | 1301 | 10 | 2 | 383 | 1.3 | 0.2 | 9 | 20 | 1.7422
S37E147_RES_5899 | Central | -36.585 | 147.8139 | 1000 | 10 | 2 | 255 | 0.8 | 0.1 | 14 | 20 | 1.7422
S37E147_RES_5988 | Central | -36.5806 | 147.2892 | 720 | 9 | 2 | 433 | 1.4 | 0.2 | 7 | 22.2222 | 1.7422
S37E147_RES_6056 | Central | -36.5769 | 147.7939 | 1050 | 12 | 2 | 348 | 1.3 | 0.2 | 9 | 16.6667 | 1.7422
S37E147_RES_6193 | Central | -36.5683 | 147.9978 | 1320 | 11 | 2 | 910 | 3.3 | 0.6 | 4 | 18.1818 | 1.7422
S37E147_RES_6271 | Central | -36.5634 | 147.2976 | 694 | 13 | 2 | 986 | 2 | 0.2 | 10 | 15.3846 | 1.7422
S37E147_RES_6279 | Central | -36.5632 | 147.2916 | 738 | 9 | 2 | 582 | 1.9 | 0.3 | 6 | 22.2222 | 1.7422
S37E147_RES_6297 | Central | -36.5619 | 147.9939 | 1200 | 9 | 2 | 433 | 0.9 | 0.1 | 17 | 22.2222 | 1.7422
S37E147_RES_6376 | Central | -36.5557 | 147.9632 | 1392 | 11 | 2 | 551 | 1.6 | 0.2 | 8 | 18.1818 | 1.7422
S37E147_RES_6413 | Central | -36.5531 | 147.9306 | 1189 | 9 | 2 | 923 | 1.9 | 0.2 | 8 | 22.2222 | 1.7422
S37E147_RES_6433 | Central | -36.5514 | 147.2892 | 700 | 9 | 2 | 458 | 1.5 | 0.3 | 6 | 22.2222 | 1.7422
S37E147_RES_6437 | Central | -36.5511 | 147.9458 | 1241 | 11 | 2 | 1303 | 2.7 | 0.3 | 6 | 18.1818 | 1.7422
S37E147_RES_6527 | Central | -36.5456 | 147.9231 | 1080 | 9 | 2 | 1085 | 3.7 | 0.6 | 3 | 22.2222 | 1.7422
S37E147_RES_6553 | Central | -36.5429 | 147.814 | 1043 | 10 | 2 | 929 | 2.4 | 0.3 | 7 | 20 | 1.7422
S37E147_RES_6603 | Central | -36.5397 | 147.9751 | 1329 | 9 | 2 | 663 | 2.1 | 0.3 | 5 | 22.2222 | 1.7422
S37E147_RES_6610 | Central | -36.5392 | 147.9315 | 1098 | 12 | 2 | 1196 | 3.4 | 0.5 | 4 | 16.6667 | 1.7422
S37E147_RES_6629 | Central | -36.5383 | 147.982 | 1389 | 9 | 2 | 383 | 1.4 | 0.2 | 7 | 22.2222 | 1.7422
S37E147_RES_6658 | Central | -36.5352 | 147.9335 | 1102 | 10 | 2 | 1860 | 4.7 | 0.6 | 4 | 20 | 1.7422
S37E147_RES_6676 | Central | -36.5333 | 147.9506 | 1190 | 9 | 2 | 1478 | 3.5 | 0.4 | 4 | 22.2222 | 1.7422
S37E147_RES_6753 | Central | -36.5275 | 147.9784 | 1319 | 12 | 2 | 875 | 2 | 0.2 | 8 | 16.6667 | 1.7422
S37E147_RES_6809 | Central | -36.5217 | 147.9678 | 1230 | 19 | 2 | 954 | 2.1 | 0.2 | 10 | 10.5263 | 1.7422
S37E147_RES_6847 | Central | -36.5161 | 147.9606 | 1190 | 9 | 2 | 1130 | 2.8 | 0.3 | 5 | 22.2222 | 1.7422
S37E147_RES_6874 | Central | -36.5142 | 147.9505 | 1159 | 10 | 2 | 1406 | 3.1 | 0.3 | 6 | 20 | 1.7422
S37E147_RES_6928 | Central | -36.5114 | 147.9385 | 1131 | 13 | 2 | 681 | 2 | 0.3 | 9 | 15.3846 | 1.7422
S37E147_RES_7028 | Central | -36.5058 | 147.9222 | 1150 | 14 | 2 | 1216 | 1.6 | 0.1 | 18 | 14.2857 | 1.7422
S37E147_RES_7044 | Central | -36.5053 | 147.9654 | 1238 | 11 | 2 | 1549 | 3.3 | 0.4 | 5 | 18.1818 | 1.7422
S37E147_RES_7058 | Central | -36.5047 | 147.9456 | 1160 | 10 | 2 | 1017 | 2.8 | 0.4 | 4 | 20 | 1.7422
S37E147_RES_7255 | Central | -36.4973 | 147.8037 | 912 | 10 | 2 | 440 | 1.4 | 0.2 | 9 | 20 | 1.7422
S37E147_RES_7270 | Central | -36.496 | 147.7051 | 1149 | 11 | 2 | 837 | 2.6 | 0.4 | 6 | 18.1818 | 1.7422
S37E147_RES_7272 | Central | -36.496 | 147.2779 | 561 | 10 | 2 | 521 | 1.3 | 0.2 | 9 | 20 | 1.7422
S37E147_RES_7276 | Central | -36.4958 | 147.9294 | 1140 | 9 | 2 | 638 | 2.4 | 0.5 | 5 | 22.2222 | 1.7422
S37E147_RES_7311 | Central | -36.4946 | 147.9829 | 1121 | 11 | 2 | 601 | 1.9 | 0.3 | 6 | 18.1818 | 1.7422
S37E147_RES_7338 | Central | -36.4936 | 147.8892 | 1200 | 11 | 2 | 1600 | 4 | 0.5 | 5 | 18.1818 | 1.7422
S37E147_RES_7395 | Central | -36.4917 | 147.1287 | 679 | 12 | 2 | 670 | 2.1 | 0.3 | 6 | 16.6667 | 1.7422
S37E147_RES_7447 | Central | -36.4898 | 147.9977 | 1199 | 15 | 2 | 1499 | 3.7 | 0.5 | 5 | 13.3333 | 1.7422
S37E147_RES_7452 | Central | -36.4896 | 147.1201 | 682 | 9 | 2 | 433 | 1.7 | 0.3 | 5 | 22.2222 | 1.7422
S37E147_RES_7483 | Central | -36.4883 | 147.8927 | 1191 | 21 | 2 | 1000 | 1.7 | 0.1 | 16 | 9.5238 | 1.7422
S37E147_RES_7485 | Central | -36.4881 | 147.1244 | 639 | 13 | 2 | 844 | 2.3 | 0.3 | 7 | 15.3846 | 1.7422
S37E147_RES_7700 | Central | -36.4768 | 147.7954 | 969 | 9 | 2 | 1042 | 1.9 | 0.2 | 10 | 22.2222 | 1.7422
S37E147_RES_7718 | Central | -36.4761 | 147.1241 | 639 | 9 | 2 | 768 | 1.7 | 0.2 | 8 | 22.2222 | 1.7422
S37E147_RES_7719 | Central | -36.476 | 147.7863 | 898 | 15 | 2 | 794 | 1.4 | 0.1 | 19 | 13.3333 | 1.7422
S37E147_RES_7842 | Central | -36.4706 | 147.6962 | 1009 | 14 | 2 | 439 | 1 | 0.1 | 17 | 14.2857 | 1.7422
S37E147_RES_7847 | Central | -36.4705 | 147.6786 | 909 | 16 | 2 | 329 | 0.7 | 0.1 | 25 | 12.5 | 1.7422
S37E147_RES_7863 | Central | -36.47 | 147.7878 | 940 | 11 | 2 | 423 | 1.2 | 0.2 | 9 | 18.1818 | 1.7422
S37E147_RES_7896 | Central | -36.4689 | 147.6858 | 950 | 11 | 2 | 310 | 1 | 0.2 | 12 | 18.1818 | 1.7422
S37E147_RES_7982 | Central | -36.4658 | 147.678 | 979 | 11 | 2 | 471 | 1.4 | 0.2 | 8 | 18.1818 | 1.7422
S37E147_RES_8030 | Central | -36.4642 | 147.7886 | 1000 | 10 | 2 | 540 | 1.6 | 0.2 | 8 | 20 | 1.7422
S37E147_RES_8058 | Central | -36.4628 | 147.7119 | 1200 | 13 | 2 | 1023 | 2.1 | 0.2 | 9 | 15.3846 | 1.7422
S37E147_RES_8196 | Central | -36.4553 | 147.9008 | 930 | 10 | 2 | 367 | 0.8 | 0.1 | 18 | 20 | 1.7422
S37E147_RES_8234 | Central | -36.4536 | 147.7775 | 960 | 11 | 2 | 421 | 1.2 | 0.2 | 11 | 18.1818 | 1.7422
S37E147_RES_8372 | Central | -36.4483 | 147.9753 | 980 | 13 | 2 | 570 | 1.6 | 0.2 | 9 | 15.3846 | 1.7422
S37E147_RES_8375 | Central | -36.448 | 147.6706 | 1071 | 16 | 2 | 608 | 1.9 | 0.3 | 8 | 12.5 | 1.7422
S37E147_RES_8439 | Central | -36.4455 | 147.6875 | 1091 | 12 | 2 | 1209 | 3.5 | 0.5 | 5 | 16.6667 | 1.7422
S37E147_RES_8499 | Central | -36.4432 | 147.795 | 979 | 10 | 2 | 521 | 1.4 | 0.2 | 8 | 20 | 1.7422
S37E147_RES_8546 | Central | -36.4414 | 147.6833 | 1041 | 15 | 2 | 483 | 1.4 | 0.2 | 9 | 13.3333 | 1.7422
S37E147_RES_8673 | Central | -36.4365 | 147.1392 | 658 | 13 | 2 | 534 | 1.6 | 0.3 | 9 | 15.3846 | 1.7422
S37E147_RES_8692 | Central | -36.4358 | 147.1214 | 790 | 9 | 2 | 719 | 1.6 | 0.2 | 9 | 22.2222 | 1.7422
S37E147_RES_8707 | Central | -36.4352 | 147.8001 | 910 | 11 | 2 | 391 | 1.1 | 0.1 | 11 | 18.1818 | 1.7422
S37E147_RES_8733 | Central | -36.4339 | 147.1428 | 649 | 11 | 2 | 477 | 1.3 | 0.2 | 11 | 18.1818 | 1.7422
S37E147_RES_8909 | Central | -36.4264 | 147.8017 | 860 | 17 | 2 | 664 | 1.8 | 0.2 | 10 | 11.7647 | 1.7422
S37E147_RES_8956 | Central | -36.4247 | 147.3631 | 780 | 12 | 2 | 800 | 2.1 | 0.3 | 6 | 16.6667 | 1.7422
S37E147_RES_8969 | Central | -36.4238 | 147.6177 | 801 | 12 | 2 | 353 | 1.2 | 0.2 | 10 | 16.6667 | 1.7422
S37E147_RES_8989 | Central | -36.4231 | 147.3764 | 890 | 11 | 2 | 1056 | 2.9 | 0.4 | 5 | 18.1818 | 1.7422
S37E147_RES_9011 | Central | -36.4222 | 147.6235 | 861 | 10 | 2 | 633 | 1.4 | 0.2 | 9 | 20 | 1.7422
S37E147_RES_9057 | Central | -36.4205 | 147.1109 | 640 | 16 | 2 | 596 | 1.6 | 0.2 | 10 | 12.5 | 1.7422
S37E147_RES_9134 | Central | -36.4169 | 147.4553 | 710 | 12 | 2 | 553 | 1.5 | 0.2 | 8 | 16.6667 | 1.7422
S37E147_RES_9167 | Central | -36.4157 | 147.6515 | 1032 | 10 | 2 | 874 | 2.5 | 0.4 | 5 | 20 | 1.7422
S37E147_RES_9205 | Central | -36.4144 | 147.4636 | 660 | 12 | 2 | 750 | 2.1 | 0.3 | 7 | 16.6667 | 1.7422
S37E147_RES_9259 | Central | -36.4126 | 147.113 | 549 | 12 | 2 | 602 | 1.7 | 0.2 | 8 | 16.6667 | 1.7422
S37E147_RES_9276 | Central | -36.4118 | 147.6582 | 1057 | 12 | 2 | 800 | 2.1 | 0.3 | 6 | 16.6667 | 1.7422
S37E147_RES_9469 | Central | -36.4 | 147.1507 | 618 | 10 | 2 | 389 | 1.3 | 0.2 | 7 | 20 | 1.7422
S37E147_RES_9474 | Central | -36.3992 | 147.3814 | 590 | 9 | 2 | 1106 | 3.8 | 0.6 | 3 | 22.2222 | 1.7422
S37E147_RES_9599 | Central | -36.3871 | 147.1849 | 517 | 9 | 2 | 402 | 1 | 0.1 | 12 | 22.2222 | 1.7422
S37E147_RES_9996 | Central | -36.3315 | 147.1378 | 708 | 11 | 2 | 1279 | 3 | 0.3 | 5 | 18.1818 | 1.7422
S37E148_RES_2 | East | -36.9997 | 148.2694 | 910 | 14 | 2 | 1969 | 4.1 | 0.4 | 5 | 14.2857 | 1.7422
S37E148_RES_5 | East | -36.9994 | 148.2861 | 940 | 10 | 2 | 1090 | 2.8 | 0.4 | 5 | 20 | 1.7422
S37E148_RES_8 | East | -36.9991 | 148.2759 | 919 | 10 | 2 | 1467 | 4.7 | 0.8 | 3 | 20 | 1.7422
S37E148_RES_9 | East | -36.9991 | 148.4927 | 719 | 10 | 2 | 229 | 0.8 | 0.1 | 12 | 20 | 1.7422
S37E148_RES_25 | East | -36.9972 | 148.3308 | 540 | 12 | 2 | 923 | 2.7 | 0.4 | 5 | 16.6667 | 1.7422
S37E148_RES_30 | East | -36.9966 | 148.2759 | 939 | 16 | 2 | 1969 | 4 | 0.4 | 5 | 12.5 | 1.7422
S37E148_RES_37 | East | -36.9962 | 148.1994 | 1159 | 13 | 2 | 1480 | 3.1 | 0.3 | 6 | 15.3846 | 1.7422
S37E148_RES_87 | East | -36.9917 | 148.2022 | 1080 | 12 | 2 | 371 | 1.2 | 0.2 | 10 | 16.6667 | 1.7422
S37E148_RES_105 | East | -36.9906 | 148.196 | 1121 | 12 | 2 | 947 | 2.4 | 0.3 | 7 | 16.6667 | 1.7422
S37E148_RES_125 | East | -36.9858 | 148.2866 | 981 | 12 | 2 | 1251 | 2.8 | 0.3 | 6 | 16.6667 | 1.7422
S37E148_RES_159 | East | -36.9792 | 148.2811 | 1021 | 9 | 2 | 669 | 1.9 | 0.3 | 6 | 22.2222 | 1.7422
S37E148_RES_196 | East | -36.9706 | 148.4886 | 769 | 10 | 2 | 408 | 1.2 | 0.2 | 9 | 20 | 1.7422
S37E148_RES_203 | East | -36.9703 | 148.4981 | 710 | 9 | 2 | 867 | 2.1 | 0.3 | 6 | 22.2222 | 1.7422
S37E148_RES_251 | East | -36.9594 | 148.3657 | 569 | 9 | 2 | 774 | 2.4 | 0.4 | 5 | 22.2222 | 1.7422
S37E148_RES_256 | East | -36.9589 | 148.5058 | 830 | 9 | 2 | 415 | 1.3 | 0.2 | 7 | 22.2222 | 1.7422
S37E148_RES_263 | East | -36.9572 | 148.3543 | 638 | 15 | 2 | 898 | 2 | 0.2 | 10 | 13.3333 | 1.7422
S37E148_RES_312 | East | -36.9378 | 148.3485 | 581 | 14 | 2 | 613 | 2.3 | 0.4 | 6 | 14.2857 | 1.7422
S37E148_RES_2275 | East | -36.6537 | 148.0157 | 1148 | 12 | 2 | 534 | 1.4 | 0.2 | 10 | 16.6667 | 1.7422
S37E148_RES_2384 | East | -36.6467 | 148.0335 | 1018 | 12 | 2 | 254 | 0.8 | 0.1 | 16 | 16.6667 | 1.7422
S37E148_RES_2643 | East | -36.6315 | 148.0326 | 1165 | 17 | 2 | 558 | 0.8 | 0.1 | 32 | 11.7647 | 1.7422
S37E148_RES_2709 | East | -36.6292 | 148.0065 | 1318 | 9 | 2 | 1735 | 3.5 | 0.4 | 5 | 22.2222 | 1.7422
S37E148_RES_3735 | East | -36.5847 | 148.0522 | 1090 | 11 | 2 | 576 | 2 | 0.3 | 6 | 18.1818 | 1.7422
S37E148_RES_3930 | East | -36.5595 | 148.0014 | 1251 | 14 | 2 | 304 | 0.8 | 0.1 | 20 | 14.2857 | 1.7422
S37E148_RES_3961 | East | -36.5503 | 148.0135 | 1351 | 11 | 2 | 520 | 1.6 | 0.2 | 8 | 18.1818 | 1.7422
S37E148_RES_4055 | East | -36.5057 | 148.0025 | 1251 | 10 | 2 | 1715 | 4.4 | 0.6 | 4 | 20 | 1.7422
S37E148_RES_4081 | East | -36.4967 | 148.0113 | 958 | 10 | 2 | 217 | 0.6 | 0.1 | 20 | 20 | 1.7422
S37E148_RES_4166 | East | -36.4543 | 148.0094 | 909 | 10 | 2 | 527 | 1.4 | 0.2 | 8 | 20 | 1.7422
S37E148_RES_4220 | East | -36.4367 | 148.0086 | 890 | 12 | 2 | 495 | 1.5 | 0.2 | 10 | 16.6667 | 1.7422
S38E143_RES_101 | West | -37.2883 | 143.2481 | 771 | 11 | 2 | 780 | 2.5 | 0.4 | 5 | 18.1818 | 1.7422
S38E143_RES_131 | West | -37.2831 | 143.2298 | 819 | 12 | 2 | 489 | 1.6 | 0.3 | 7 | 16.6667 | 1.7422
S38E143_RES_141 | West | -37.2809 | 143.2352 | 871 | 13 | 2 | 916 | 1.8 | 0.2 | 10 | 15.3846 | 1.7422
S38E143_RES_221 | West | -37.269 | 143.2393 | 789 | 9 | 2 | 643 | 2.1 | 0.3 | 6 | 22.2222 | 1.7422
S38E143_RES_247 | West | -37.2646 | 143.2199 | 729 | 9 | 2 | 885 | 3.3 | 0.6 | 3 | 22.2222 | 1.7422
S38E143_RES_252 | West | -37.2639 | 143.2467 | 810 | 14 | 2 | 1701 | 3.2 | 0.3 | 7 | 14.2857 | 1.7422
S38E143_RES_279 | West | -37.2597 | 143.2389 | 680 | 11 | 2 | 359 | 1 | 0.2 | 12 | 18.1818 | 1.7422
S38E143_RES_298 | West | -37.2553 | 143.3338 | 739 | 9 | 2 | 1305 | 4.1 | 0.7 | 3 | 22.2222 | 1.7422
S38E143_RES_315 | West | -37.2503 | 143.2169 | 660 | 10 | 2 | 1002 | 2.7 | 0.4 | 4 | 20 | 1.7422
S38E143_RES_324 | West | -37.2413 | 143.2154 | 677 | 14 | 2 | 1788 | 2.8 | 0.2 | 8 | 14.2857 | 1.7422
S38E143_RES_352 | West | -37.234 | 143.2076 | 751 | 11 | 2 | 1095 | 2.1 | 0.2 | 10 | 18.1818 | 1.7422
S38E143_RES_379 | West | -37.2225 | 143.2189 | 690 | 10 | 2 | 903 | 2.3 | 0.3 | 8 | 20 | 1.7422
S38E143_RES_387 | West | -37.2108 | 143.2137 | 689 | 10 | 2 | 1015 | 2.5 | 0.3 | 5 | 20 | 1.7422
S38E143_RES_397 | West | -37.1483 | 143.3469 | 630 | 13 | 2 | 829 | 2.6 | 0.4 | 5 | 15.3846 | 1.7422
S38E143_RES_407 | West | -37.1355 | 143.3719 | 659 | 15 | 2 | 1374 | 2.7 | 0.3 | 8 | 13.3333 | 1.7422
S38E143_RES_419 | West | -37.1298 | 143.2699 | 638 | 12 | 2 | 910 | 2 | 0.2 | 8 | 16.6667 | 1.7422
S38E143_RES_449 | West | -37.1128 | 143.3558 | 680 | 14 | 2 | 1238 | 2.6 | 0.3 | 7 | 14.2857 | 1.7422
S38E143_RES_464 | West | -37.1058 | 143.3383 | 640 | 11 | 2 | 452 | 1.3 | 0.2 | 8 | 18.1818 | 1.7422
S38E143_RES_467 | West | -37.105 | 143.3435 | 689 | 13 | 2 | 978 | 2.5 | 0.3 | 6 | 15.3846 | 1.7422
S38E143_RES_508 | West | -37.0917 | 143.3403 | 690 | 9 | 2 | 1052 | 2.2 | 0.2 | 7 | 22.2222 | 1.7422
S38E143_RES_534 | West | -37.0868 | 143.3088 | 618 | 16 | 2 | 1257 | 2.5 | 0.2 | 9 | 12.5 | 1.7422
S38E144_RES_3 | West | -37.5873 | 144.3569 | 491 | 11 | 2 | 2585 | 6.3 | 0.8 | 3 | 18.1818 | 1.7422
S38E144_RES_18 | West | -37.5671 | 144.3569 | 592 | 12 | 2 | 1411 | 3.8 | 0.5 | 4 | 16.6667 | 1.7422
S38E144_RES_30 | West | -37.5635 | 144.3621 | 599 | 9 | 2 | 1230 | 3.1 | 0.4 | 4 | 22.2222 | 1.7422
S38E144_RES_54 | West | -37.3844 | 144.6329 | 841 | 9 | 2 | 650 | 1.6 | 0.2 | 7 | 22.2222 | 1.7422
S38E144_RES_64 | West | -37.3828 | 144.6223 | 799 | 12 | 2 | 1095 | 3.2 | 0.5 | 5 | 16.6667 | 1.7422
S38E144_RES_76 | West | -37.3819 | 144.616 | 849 | 10 | 2 | 884 | 2.1 | 0.3 | 6 | 20 | 1.7422
S38E144_RES_79 | West | -37.3817 | 144.5864 | 871 | 13 | 2 | 1138 | 2.4 | 0.3 | 7 | 15.3846 | 1.7422
S38E144_RES_130 | West | -37.3704 | 144.613 | 919 | 11 | 2 | 1633 | 3.6 | 0.4 | 6 | 18.1818 | 1.7422
S38E144_RES_132 | West | -37.37 | 144.6153 | 910 | 20 | 2 | 2041 | 3.5 | 0.3 | 6 | 10 | 1.7422
S38E144_RES_146 | West | -37.3672 | 144.6303 | 810 | 11 | 2 | 1132 | 2.7 | 0.3 | 5 | 18.1818 | 1.7422
S38E144_RES_166 | West | -37.0186 | 144.3033 | 630 | 9 | 2 | 1622 | 4.4 | 0.6 | 4 | 22.2222 | 1.7422
S38E145_RES_1081 | West | -37.8247 | 145.8819 | 830 | 11 | 2 | 1199 | 2 | 0.2 | 9 | 18.1818 | 1.7422
S38E145_RES_1085 | West | -37.8244 | 145.854 | 729 | 10 | 2 | 1395 | 3.2 | 0.4 | 5 | 20 | 1.7422
S38E145_RES_1003 | West | -37.8299 | 145.7564 | 568 | 11 | 2 | 926 | 1.9 | 0.2 | 8 | 18.1818 | 1.7422
S38E145_RES_1021 | West | -37.8291 | 145.8111 | 721 | 11 | 2 | 1137 | 2.4 | 0.2 | 8 | 18.1818 | 1.7422
S38E145_RES_1192 | West | -37.8179 | 145.8535 | 739 | 14 | 2 | 1088 | 2.4 | 0.3 | 7 | 14.2857 | 1.7422
S38E145_RES_1201 | West | -37.8173 | 145.7485 | 487 | 13 | 2 | 500 | 1.3 | 0.2 | 13 | 15.3846 | 1.7422
S38E145_RES_1131 | West | -37.8219 | 145.9444 | 720 | 13 | 2 | 896 | 2 | 0.2 | 10 | 15.3846 | 1.7422
S38E145_RES_1153 | West | -37.8204 | 145.8935 | 907 | 10 | 2 | 1402 | 4 | 0.6 | 3 | 20 | 1.7422
S38E145_RES_1174 | West | -37.8189 | 145.7992 | 781 | 11 | 2 | 989 | 2.5 | 0.3 | 6 | 18.1818 | 1.7422
S38E145_RES_1338 | West | -37.8105 | 145.8775 | 761 | 15 | 2 | 1212 | 2.9 | 0.3 | 6 | 13.3333 | 1.7422
S38E145_RES_1313 | West | -37.8117 | 145.9 | 819 | 14 | 2 | 1181 | 1.7 | 0.1 | 18 | 14.2857 | 1.7422
S38E145_RES_1236 | West | -37.8156 | 145.8447 | 770 | 10 | 2 | 760 | 1.5 | 0.2 | 11 | 20 | 1.7422
S38E145_RES_1237 | West | -37.8156 | 145.8961 | 860 | 9 | 2 | 1081 | 3.8 | 0.7 | 3 | 22.2222 | 1.7422
S38E145_RES_1253 | West | -37.815 | 145.8919 | 830 | 9 | 2 | 741 | 2 | 0.3 | 5 | 22.2222 | 1.7422
S38E145_RES_139 | West | -37.9261 | 145.7763 | 631 | 9 | 2 | 1235 | 2.8 | 0.3 | 5 | 22.2222 | 1.7422
S38E145_RES_1372 | West | -37.8085 | 145.7877 | 599 | 10 | 2 | 371 | 1.2 | 0.2 | 10 | 20 | 1.7422
S38E145_RES_1346 | West | -37.81 | 145.89 | 760 | 21 | 2 | 489 | 1.3 | 0.2 | 14 | 9.5238 | 1.7422
S38E145_RES_1356 | West | -37.8097 | 145.7117 | 561 | 15 | 2 | 1218 | 2.4 | 0.2 | 9 | 13.3333 | 1.7422
S38E145_RES_1490 | West | -37.7998 | 145.7934 | 729 | 9 | 2 | 1106 | 2.9 | 0.4 | 5 | 22.2222 | 1.7422
S38E145_RES_150 | West | -37.9247 | 145.8047 | 680 | 14 | 2 | 1623 | 3.5 | 0.4 | 6 | 14.2857 | 1.7422
S38E145_RES_1428 | West | -37.8039 | 145.7319 | 541 | 13 | 2 | 842 | 2 | 0.2 | 10 | 15.3846 | 1.7422
S38E145_RES_1470 | West | -37.8011 | 145.745 | 490 | 15 | 2 | 687 | 1.3 | 0.1 | 19 | 13.3333 | 1.7422
S38E145_RES_1418 | West | -37.806 | 145.9038 | 778 | 10 | 2 | 996 | 2.2 | 0.2 | 8 | 20 | 1.7422
S38E145_RES_1616 | West | -37.7886 | 145.8968 | 701 | 10 | 2 | 1310 | 3.9 | 0.6 | 4 | 20 | 1.7422
S38E145_RES_1517 | West | -37.7978 | 145.8142 | 780 | 9 | 2 | 1630 | 4 | 0.5 | 4 | 22.2222 | 1.7422
S38E145_RES_1501 | West | -37.7994 | 145.8273 | 792 | 13 | 2 | 2064 | 3 | 0.2 | 8 | 15.3846 | 1.7422
S38E145_RES_1755 | West | -37.7778 | 145.7192 | 790 | 10 | 2 | 822 | 2.1 | 0.3 | 7 | 20 | 1.7422
S38E145_RES_176 | West | -37.9219 | 145.7765 | 639 | 11 | 2 | 945 | 2.1 | 0.2 | 8 | 18.1818 | 1.7422
S38E145_RES_1666 | West | -37.7848 | 145.6816 | 521 | 10 | 2 | 618 | 1.9 | 0.3 | 6 | 20 | 1.7422
S38E145_RES_1673 | West | -37.7846 | 145.7151 | 777 | 12 | 2 | 1186 | 2.2 | 0.2 | 8 | 16.6667 | 1.7422
S38E145_RES_1683 | West | -37.7842 | 145.8722 | 700 | 12 | 2 | 1026 | 2.2 | 0.2 | 9 | 16.6667 | 1.7422
S38E145_RES_1698 | West | -37.7835 | 145.8345 | 692 | 12 | 2 | 809 | 2.3 | 0.3 | 7 | 16.6667 | 1.7422
S38E145_RES_1730 | West | -37.7804 | 145.7357 | 596 | 12 | 2 | 674 | 1.5 | 0.2 | 12 | 16.6667 | 1.7422
S38E145_RES_1624 | West | -37.7877 | 145.7972 | 639 | 13 | 2 | 729 | 1.4 | 0.1 | 12 | 15.3846 | 1.7422
S38E145_RES_1909 | West | -37.747 | 145.7944 | 589 | 9 | 2 | 1768 | 3.7 | 0.4 | 5 | 22.2222 | 1.7422
S38E145_RES_1809 | West | -37.7742 | 145.9798 | 688 | 10 | 2 | 599 | 1.7 | 0.2 | 7 | 20 | 1.7422
S38E145_RES_1816 | West | -37.7738 | 145.9624 | 669 | 9 | 2 | 1050 | 2.2 | 0.2 | 7 | 22.2222 | 1.7422
S38E145_RES_1822 | West | -37.7731 | 145.9309 | 832 | 8 | 2 | 1185 | 3.2 | 0.4 | 4 | 25 | 1.7422
S38E145_RES_1833 | West | -37.7717 | 145.8168 | 599 | 11 | 2 | 1020 | 1.7 | 0.1 | 12 | 18.1818 | 1.7422
S38E145_RES_1834 | West | -37.7717 | 145.9886 | 790 | 14 | 2 | 1285 | 2.5 | 0.2 | 7 | 14.2857 | 1.7422
S38E145_RES_1792 | West | -37.775 | 145.9903 | 800 | 9 | 2 | 1736 | 4.3 | 0.5 | 4 | 22.2222 | 1.7422
S38E145_RES_1990 | West | -37.7214 | 145.5501 | 459 | 11 | 2 | 896 | 2.3 | 0.3 | 6 | 18.1818 | 1.7422
S38E145_RES_2033 | West | -37.7072 | 145.5803 | 489 | 23 | 2 | 481 | 1 | 0.1 | 24 | 8.6957 | 1.7422
S38E145_RES_199 | West | -37.9208 | 145.81 | 680 | 12 | 2 | 1149 | 2.2 | 0.2 | 7 | 16.6667 | 1.7422
S38E145_RES_2241 | West | -37.5958 | 145.8892 | 769 | 11 | 2 | 1266 | 3.2 | 0.4 | 5 | 18.1818 | 1.7422
S38E145_RES_2243 | West | -37.5956 | 145.8983 | 801 | 9 | 2 | 1471 | 3.4 | 0.4 | 5 | 22.2222 | 1.7422
S38E145_RES_225 | West | -37.9182 | 145.8871 | 678 | 10 | 2 | 1433 | 3 | 0.3 | 5 | 20 | 1.7422
S38E145_RES_2252 | West | -37.5942 | 145.7258 | 760 | 11 | 2 | 705 | 1.7 | 0.2 | 9 | 18.1818 | 1.7422
S38E145_RES_2265 | West | -37.5936 | 145.9032 | 799 | 15 | 2 | 952 | 2.1 | 0.2 | 9 | 13.3333 | 1.7422
S38E145_RES_2290 | West | -37.59 | 145.8981 | 799 | 10 | 2 | 1866 | 3.6 | 0.3 | 5 | 20 | 1.7422
S38E145_RES_2312 | West | -37.5884 | 145.8995 | 799 | 10 | 2 | 1087 | 2.7 | 0.3 | 4 | 20 | 1.7422
S38E145_RES_232 | West | -37.9179 | 145.794 | 801 | 9 | 2 | 1606 | 4.2 | 0.5 | 4 | 22.2222 | 1.7422
S38E145_RES_2323 | West | -37.5872 | 145.5614 | 840 | 14 | 2 | 500 | 1.2 | 0.1 | 13 | 14.2857 | 1.7422
S38E145_RES_242 | West | -37.9172 | 145.8675 | 700 | 13 | 2 | 1266 | 2.7 | 0.3 | 7 | 15.3846 | 1.7422
S38E145_RES_2475 | West | -37.5718 | 145.6054 | 852 | 9 | 2 | 780 | 1.7 | 0.2 | 8 | 22.2222 | 1.7422
S38E145_RES_237 | West | -37.9174 | 145.8067 | 709 | 10 | 2 | 1087 | 3.5 | 0.6 | 4 | 20 | 1.7422
S38E145_RES_238 | West | -37.9174 | 145.8757 | 604 | 11 | 2 | 469 | 1.7 | 0.3 | 8 | 18.1818 | 1.7422
S38E145_RES_2406 | West | -37.5787 | 145.5627 | 748 | 9 | 2 | 599 | 1.7 | 0.2 | 6 | 22.2222 | 1.7422
S38E145_RES_2366 | West | -37.5818 | 145.5099 | 481 | 13 | 2 | 704 | 2.1 | 0.3 | 7 | 15.3846 | 1.7422
S38E145_RES_2615 | West | -37.562 | 145.7363 | 1009 | 11 | 2 | 959 | 2.3 | 0.3 | 7 | 18.1818 | 1.7422
S38E145_RES_2554 | West | -37.5649 | 145.5793 | 767 | 9 | 2 | 507 | 1.7 | 0.3 | 6 | 22.2222 | 1.7422
S38E145_RES_2594 | West | -37.5629 | 145.584 | 797 | 12 | 2 | 309 | 0.8 | 0.1 | 17 | 16.6667 | 1.7422
S38E145_RES_2624 | West | -37.5615 | 145.4933 | 461 | 23 | 2 | 1100 | 1.5 | 0.1 | 16 | 8.6957 | 1.7422
S38E145_RES_266 | West | -37.9148 | 145.8593 | 772 | 10 | 2 | 1480 | 3.7 | 0.5 | 5 | 20 | 1.7422
S38E145_RES_2685 | West | -37.5576 | 145.5106 | 609 | 12 | 2 | 1137 | 3 | 0.4 | 5 | 16.6667 | 1.7422
S38E145_RES_2697 | West | -37.557 | 145.7755 | 897 | 19 | 2 | 1392 | 1.6 | 0.1 | 24 | 10.5263 | 1.7422
S38E145_RES_2812 | West | -37.5508 | 145.5103 | 570 | 10 | 2 | 1212 | 2.8 | 0.3 | 7 | 20 | 1.7422
S38E145_RES_2732 | West | -37.555 | 145.5747 | 770 | 11 | 2 | 420 | 1.2 | 0.2 | 12 | 18.1818 | 1.7422
S38E145_RES_2738 | West | -37.5548 | 145.5935 | 825 | 11 | 2 | 1205 | 3 | 0.4 | 5 | 18.1818 | 1.7422
S38E145_RES_2761 | West | -37.5536 | 145.5097 | 580 | 8 | 2 | 1045 | 3.5 | 0.6 | 3 | 25 | 1.7422
S38E145_RES_272 | West | -37.9144 | 145.7881 | 771 | 8 | 2 | 1284 | 3.9 | 0.6 | 3 | 25 | 1.7422
S38E145_RES_2925 | West | -37.5432 | 145.5393 | 881 | 15 | 2 | 1619 | 2.8 | 0.3 | 9 | 13.3333 | 1.7422
S38E145_RES_2856 | West | -37.5486 | 145.5099 | 581 | 11 | 2 | 1150 | 3.4 | 0.5 | 4 | 18.1818 | 1.7422
S38E145_RES_289 | West | -37.9119 | 145.8864 | 670 | 15 | 2 | 1160 | 2 | 0.2 | 11 | 13.3333 | 1.7422
S38E145_RES_3011 | West | -37.5336 | 145.3772 | 510 | 9 | 2 | 1731 | 4.2 | 0.5 | 3 | 22.2222 | 1.7422
S38E145_RES_3019 | West | -37.5331 | 145.8024 | 902 | 10 | 2 | 1292 | 2.6 | 0.3 | 7 | 20 | 1.7422
S38E145_RES_2949 | West | -37.5411 | 145.5892 | 750 | 12 | 2 | 723 | 2.6 | 0.5 | 5 | 16.6667 | 1.7422
S38E145_RES_3096 | West | -37.526 | 145.591 | 765 | 17 | 2 | 563 | 1.3 | 0.2 | 15 | 11.7647 | 1.7422
S38E145_RES_3101 | West | -37.5258 | 145.8586 | 1190 | 13 | 2 | 1286 | 3.1 | 0.4 | 6 | 15.3846 | 1.7422
S38E145_RES_3254 | West | -37.5149 | 145.3281 | 541 | 12 | 2 | 1052 | 2.6 | 0.3 | 5 | 16.6667 | 1.7422
S38E145_RES_3241 | West | -37.5163 | 145.9154 | 949 | 9 | 2 | 1231 | 4 | 0.7 | 3 | 22.2222 | 1.7422
S38E145_RES_3162 | West | -37.5218 | 145.4808 | 601 | 9 | 2 | 785 | 1.6 | 0.2 | 11 | 22.2222 | 1.7422
S38E145_RES_3164 | West | -37.5217 | 145.8353 | 869 | 11 | 2 | 909 | 2.6 | 0.4 | 5 | 18.1818 | 1.7422
S38E145_RES_3167 | West | -37.5213 | 145.5859 | 829 | 9 | 2 | 1379 | 3.2 | 0.4 | 4 | 22.2222 | 1.7422
S38E145_RES_3168 | West | -37.5212 | 145.5919 | 791 | 11 | 2 | 989 | 2.1 | 0.2 | 8 | 18.1818 | 1.7422
S38E145_RES_3177 | West | -37.5206 | 145.5831 | 840 | 9 | 2 | 1106 | 2.2 | 0.2 | 8 | 22.2222 | 1.7422
S38E145_RES_319 | West | -37.9094 | 145.8249 | 739 | 10 | 2 | 1642 | 3.9 | 0.5 | 5 | 20 | 1.7422
S38E145_RES_315 | West | -37.9097 | 145.8264 | 740 | 9 | 2 | 1451 | 3.5 | 0.4 | 4 | 22.2222 | 1.7422
S38E145_RES_3355 | West | -37.5089 | 145.4858 | 680 | 14 | 2 | 321 | 0.9 | 0.1 | 17 | 14.2857 | 1.7422
S38E145_RES_3359 | West | -37.5085 | 145.2103 | 459 | 10 | 2 | 1002 | 2.6 | 0.3 | 5 | 20 | 1.7422
S38E145_RES_3297 | West | -37.5125 | 145.3072 | 570 | 9 | 2 | 1620 | 3.9 | 0.5 | 5 | 22.2222 | 1.7422
S38E145_RES_33 | West | -37.98 | 145.8611 | 510 | 9 | 2 | 728 | 2.3 | 0.4 | 5 | 22.2222 | 1.7422
S38E145_RES_3309 | West | -37.5114 | 145.3089 | 580 | 22 | 2 | 1613 | 2.6 | 0.2 | 12 | 9.0909 | 1.7422
S38E145_RES_3279 | West | -37.5135 | 145.3714 | 509 | 12 | 2 | 1706 | 3.6 | 0.4 | 6 | 16.6667 | 1.7422
S38E145_RES_3449 | West | -37.5033 | 145.5128 | 769 | 16 | 2 | 1205 | 2 | 0.2 | 12 | 12.5 | 1.7422
S38E145_RES_3362 | West | -37.5083 | 145.5209 | 839 | 16 | 2 | 1458 | 3.4 | 0.4 | 6 | 12.5 | 1.7422
S38E145_RES_3422 | West | -37.5044 | 145.5789 | 810 | 13 | 2 | 1193 | 3.1 | 0.4 | 5 | 15.3846 | 1.7422
S38E145_RES_3425 | West | -37.5044 | 145.5262 | 849 | 10 | 2 | 1150 | 2.8 | 0.3 | 6 | 20 | 1.7422
S38E145_RES_3542 | West | -37.4967 | 145.5781 | 710 | 12 | 2 | 748 | 2.2 | 0.3 | 7 | 16.6667 | 1.7422
S38E145_RES_3553 | West | -37.4959 | 145.4494 | 711 | 9 | 2 | 1744 | 3.7 | 0.4 | 4 | 22.2222 | 1.7422
S38E145_RES_3505 | West | -37.5 | 145.3217 | 560 | 10 | 2 | 1063 | 2.4 | 0.3 | 6 | 20 | 1.7422
S38E145_RES_353 | West | -37.9064 | 145.7983 | 730 | 10 | 2 | 1284 | 3.9 | 0.6 | 4 | 20 | 1.7422
S38E145_RES_3633 | West | -37.4908 | 145.4892 | 820 | 9 | 2 | 1472 | 3.3 | 0.4 | 5 | 22.2222 | 1.7422
S38E145_RES_3632 | West | -37.4908 | 145.4674 | 669 | 19 | 2 | 1168 | 2.3 | 0.2 | 10 | 10.5263 | 1.7422
S38E145_RES_3586 | West | -37.4928 | 145.2648 | 489 | 9 | 2 | 1434 | 3.2 | 0.3 | 5 | 22.2222 | 1.7422
S38E145_RES_3612 | West | -37.4915 | 145.2824 | 488 | 10 | 2 | 1829 | 4.1 | 0.5 | 4 | 20 | 1.7422
S38E145_RES_3616 | West | -37.4915 | 145.7273 | 589 | 13 | 2 | 1422 | 2.6 | 0.2 | 9 | 15.3846 | 1.7422
S38E145_RES_3759 | West | -37.4844 | 145.4493 | 701 | 10 | 2 | 1726 | 4.3 | 0.5 | 4 | 20 | 1.7422
S38E145_RES_3761 | West | -37.4844 | 145.7956 | 1100 | 11 | 2 | 1014 | 2.8 | 0.4 | 6 | 18.1818 | 1.7422
S38E145_RES_3692 | West | -37.4882 | 145.4499 | 698 | 14 | 2 | 995 | 1.9 | 0.2 | 8 | 14.2857 | 1.7422
S38E145_RES_3864 | West | -37.4797 | 145.4542 | 631 | 9 | 2 | 1138 | 3.1 | 0.4 | 4 | 22.2222 | 1.7422
S38E145_RES_3866 | West | -37.4794 | 145.3001 | 529 | 14 | 2 | 1601 | 3.7 | 0.4 | 6 | 14.2857 | 1.7422
S38E145_RES_3869 | West | -37.4794 | 145.2867 | 520 | 9 | 2 | 1571 | 3.5 | 0.4 | 5 | 22.2222 | 1.7422
S38E145_RES_3846 | West | -37.4808 | 145.5197 | 740 | 11 | 2 | 1311 | 3.5 | 0.5 | 5 | 18.1818 | 1.7422
S38E145_RES_3771 | West | -37.484 | 145.4408 | 679 | 10 | 2 | 1398 | 3.3 | 0.4 | 4 | 20 | 1.7422
S38E145_RES_3785 | West | -37.4834 | 145.4725 | 669 | 15 | 2 | 1793 | 3.5 | 0.3 | 6 | 13.3333 | 1.7422
S38E145_RES_3816 | West | -37.4817 | 145.6078 | 790 | 11 | 2 | 1695 | 3.4 | 0.3 | 5 | 18.1818 | 1.7422
S38E145_RES_3827 | West | -37.4814 | 145.3069 | 550 | 10 | 2 | 1664 | 3.7 | 0.4 | 5 | 20 | 1.7422
S38E145_RES_3844 | West | -37.4808 | 145.8033 | 1160 | 8 | 2 | 1255 | 4.3 | 0.7 | 3 | 25 | 1.7422
S38E145_RES_3763 | West | -37.4844 | 145.3001 | 539 | 13 | 2 | 1768 | 3.3 | 0.3 | 5 | 15.3846 | 1.7422
S38E145_RES_4008 | West | -37.4707 | 145.9367 | 925 | 9 | 2 | 928 | 2.6 | 0.4 | 5 | 22.2222 | 1.7422
S38E145_RES_394 | West | -37.9035 | 145.7654 | 768 | 9 | 2 | 1186 | 2.7 | 0.3 | 5 | 22.2222 | 1.7422
S38E145_RES_3946 | West | -37.4751 | 145.5182 | 801 | 10 | 2 | 1014 | 3.2 | 0.5 | 5 | 20 | 1.7422
S38E145_RES_3974 | West | -37.4728 | 145.5017 | 700 | 10 | 2 | 1137 | 2.6 | 0.3 | 7 | 20 | 1.7422
S38E145_RES_3923 | West | -37.4767 | 145.6161 | 750 | 10 | 2 | 990 | 2.7 | 0.4 | 5 | 20 | 1.7422
S38E145_RES_389 | West | -37.9042 | 145.8167 | 700 | 15 | 2 | 1019 | 2 | 0.2 | 10 | 13.3333 | 1.7422
S38E145_RES_4227 | West | -37.4579 | 145.8171 | 1132 | 9 | 2 | 1113 | 3 | 0.4 | 4 | 22.2222 | 1.7422
S38E145_RES_4185 | West | -37.46 | 145.9794 | 799 | 11 | 2 | 1138 | 2.1 | 0.2 | 8 | 18.1818 | 1.7422
S38E145_RES_4203 | West | -37.459 | 145.5462 | 711 | 12 | 2 | 439 | 1.7 | 0.3 | 6 | 16.6667 | 1.7422
S38E145_RES_4213 | West | -37.4585 | 145.5549 | 639 | 10 | 2 | 476 | 1.4 | 0.2 | 8 | 20 | 1.7422
S38E145_RES_404 | West | -37.9026 | 145.8306 | 688 | 15 | 2 | 741 | 1.6 | 0.2 | 11 | 13.3333 | 1.7422
S38E145_RES_4081 | West | -37.4656 | 145.837 | 1151 | 13 | 2 | 1051 | 1.5 | 0.1 | 18 | 15.3846 | 1.7422
S38E145_RES_4115 | West | -37.4639 | 145.8417 | 1180 | 9 | 2 | 823 | 2.4 | 0.4 | 5 | 22.2222 | 1.7422
S38E145_RES_4405 | West | -37.4493 | 145.8111 | 1152 | 13 | 2 | 1410 | 3.4 | 0.4 | 6 | 15.3846 | 1.7422
S38E145_RES_4360 | West | -37.4518 | 145.8146 | 1128 | 16 | 2 | 829 | 1.4 | 0.1 | 18 | 12.5 | 1.7422
S38E145_RES_4368 | West | -37.4514 | 145.9056 | 1110 | 9 | 2 | 983 | 3.5 | 0.6 | 4 | 22.2222 | 1.7422
S38E145_RES_4397 | West | -37.4498 | 145.6283 | 811 | 13 | 2 | 1435 | 2.6 | 0.2 | 9 | 15.3846 | 1.7422
S38E145_RES_4248 | West | -37.4572 | 145.8508 | 1339 | 12 | 2 | 1620 | 3.6 | 0.4 | 6 | 16.6667 | 1.7422
S38E145_RES_4318 | West | -37.4537 | 145.8926 | 1147 | 9 | 2 | 1348 | 4 | 0.6 | 4 | 22.2222 | 1.7422
S38E145_RES_4483 | West | -37.4456 | 145.805 | 1140 | 17 | 2 | 865 | 1.6 | 0.2 | 16 | 11.7647 | 1.7422
S38E145_RES_449 | West | -37.8984 | 145.8036 | 639 | 12 | 2 | 1032 | 3.2 | 0.5 | 4 | 16.6667 | 1.7422
S38E145_RES_4495 | West | -37.4443 | 145.6207 | 822 | 10 | 2 | 1788 | 4.5 | 0.6 | 4 | 20 | 1.7422
S38E145_RES_4497 | West | -37.444 | 145.8414 | 1317 | 16 | 2 | 1069 | 2 | 0.2 | 11 | 12.5 | 1.7422
S38E145_RES_4695 | West | -37.4339 | 145.5478 | 830 | 8 | 2 | 1546 | 3.2 | 0.3 | 5 | 25 | 1.7422
S38E145_RES_4622 | West | -37.4372 | 145.6439 | 830 | 10 | 2 | 903 | 2.5 | 0.3 | 5 | 20 | 1.7422
S38E145_RES_4672 | West | -37.4354 | 145.1297 | 641 | 12 | 2 | 872 | 2.6 | 0.4 | 6 | 16.6667 | 1.7422
S38E145_RES_4673 | West | -37.4353 | 145.8411 | 1290 | 12 | 2 | 1745 | 4.1 | 0.5 | 5 | 16.6667 | 1.7422
S38E145_RES_4689 | West | -37.4342 | 145.7997 | 1180 | 15 | 2 | 1769 | 3.3 | 0.3 | 8 | 13.3333 | 1.7422
S38E145_RES_4606 | West | -37.4378 | 145.1258 | 600 | 9 | 2 | 835 | 2.4 | 0.3 | 5 | 22.2222 | 1.7422
S38E145_RES_4585 | West | -37.4394 | 145.7947 | 1160 | 15 | 2 | 946 | 2.3 | 0.3 | 8 | 13.3333 | 1.7422
S38E145_RES_4808 | West | -37.4281 | 145.8178 | 1190 | 10 | 2 | 1459 | 4.7 | 0.8 | 3 | 20 | 1.7422
S38E145_RES_4775 | West | -37.4292 | 145.6223 | 798 | 13 | 2 | 903 | 1.9 | 0.2 | 9 | 15.3846 | 1.7422
S38E145_RES_4783 | West | -37.4288 | 145.7986 | 1139 | 14 | 2 | 705 | 1.4 | 0.1 | 12 | 14.2857 | 1.7422
S38E145_RES_4787 | West | -37.4287 | 145.5953 | 661 | 14 | 2 | 1169 | 2.8 | 0.3 | 7 | 14.2857 | 1.7422
S38E145_RES_4719 | West | -37.4322 | 145.5347 | 670 | 14 | 2 | 513 | 1.5 | 0.2 | 10 | 14.2857 | 1.7422
S38E145_RES_572 | West | -37.8861 | 145.7575 | 570 | 11 | 2 | 556 | 1.2 | 0.1 | 14 | 18.1818 | 1.7422
S38E145_RES_581 | West | -37.8849 | 145.7436 | 529 | 12 | 2 | 1223 | 2.9 | 0.3 | 6 | 16.6667 | 1.7422
S38E145_RES_4825 | West | -37.4275 | 145.6445 | 831 | 12 | 2 | 983 | 2.4 | 0.3 | 6 | 16.6667 | 1.7422
S38E145_RES_4828 | West | -37.4275 | 145.6084 | 659 | 10 | 2 | 526 | 1.7 | 0.3 | 7 | 20 | 1.7422
S38E145_RES_490 | West | -37.8946 | 145.7543 | 576 | 14 | 2 | 599 | 1.3 | 0.1 | 16 | 14.2857 | 1.7422
S38E145_RES_5 | West | -37.99 | 145.8544 | 420 | 10 | 2 | 907 | 2.9 | 0.5 | 4 | 20 | 1.7422
S38E145_RES_516 | West | -37.8915 | 145.7202 | 671 | 12 | 2 | 1050 | 1.8 | 0.2 | 10 | 16.6667 | 1.7422
S38E145_RES_528 | West | -37.8907 | 145.7315 | 648 | 10 | 2 | 932 | 3 | 0.5 | 4 | 20 | 1.7422
S38E145_RES_771 | West | -37.8439 | 145.8214 | 630 | 9 | 2 | 525 | 1.5 | 0.2 | 7 | 22.2222 | 1.7422
S38E145_RES_762 | West | -37.845 | 145.8488 | 688 | 17 | 2 | 1777 | 2.9 | 0.2 | 10 | 11.7647 | 1.7422
S38E145_RES_652 | West | -37.8662 | 145.6561 | 449 | 10 | 2 | 988 | 3 | 0.5 | 4 | 20 | 1.7422
S38E145_RES_67 | West | -37.9448 | 145.8113 | 397 | 11 | 2 | 617 | 1.3 | 0.1 | 12 | 18.1818 | 1.7422
S38E145_RES_682 | West | -37.857 | 145.8541 | 611 | 11 | 2 | 617 | 1.9 | 0.3 | 8 | 18.1818 | 1.7422
S38E145_RES_702 | West | -37.8529 | 145.8665 | 613 | 10 | 2 | 1147 | 3 | 0.4 | 5 | 20 | 1.7422
S38E145_RES_712 | West | -37.851 | 145.9485 | 585 | 9 | 2 | 828 | 2.2 | 0.3 | 6 | 22.2222 | 1.7422
S38E145_RES_752 | West | -37.846 | 145.7948 | 588 | 9 | 2 | 680 | 1.8 | 0.2 | 6 | 22.2222 | 1.7422
S38E145_RES_61 | West | -37.9502 | 145.8408 | 429 | 14 | 2 | 507 | 1 | 0.1 | 23 | 14.2857 | 1.7422
S38E145_RES_585 | West | -37.8848 | 145.6756 | 539 | 9 | 2 | 1191 | 3.1 | 0.4 | 5 | 22.2222 | 1.7422
S38E145_RES_589 | West | -37.8842 | 145.7517 | 500 | 9 | 2 | 957 | 2.4 | 0.3 | 6 | 22.2222 | 1.7422
S38E145_RES_597 | West | -37.8829 | 145.673 | 531 | 14 | 2 | 907 | 2.3 | 0.3 | 8 | 14.2857 | 1.7422
S38E145_RES_861 | West | -37.8363 | 145.8801 | 699 | 11 | 2 | 840 | 1.7 | 0.2 | 10 | 18.1818 | 1.7422
S38E145_RES_875 | West | -37.8356 | 145.7872 | 639 | 15 | 2 | 785 | 1.6 | 0.2 | 13 | 13.3333 | 1.7422
S38E145_RES_784 | West | -37.8415 | 145.9026 | 818 | 14 | 2 | 1316 | 2.5 | 0.2 | 10 | 14.2857 | 1.7422
S38E145_RES_802 | West | -37.84 | 145.821 | 679 | 11 | 2 | 710 | 1.9 | 0.3 | 7 | 18.1818 | 1.7422
S38E145_RES_812 | West | -37.8395 | 145.8235 | 681 | 15 | 2 | 1329 | 2.1 | 0.2 | 11 | 13.3333 | 1.7422
S38E145_RES_830 | West | -37.8384 | 145.7465 | 601 | 8 | 2 | 1428 | 4.1 | 0.6 | 4 | 25 | 1.7422
S38E145_RES_999 | West | -37.8301 | 145.9169 | 871 | 13 | 2 | 710 | 2 | 0.3 | 7 | 15.3846 | 1.7422
S38E145_RES_904 | West | -37.8337 | 145.8603 | 702 | 9 | 2 | 1267 | 3.7 | 0.5 | 4 | 22.2222 | 1.7422
S38E145_RES_927 | West | -37.8325 | 145.8212 | 732 | 16 | 2 | 1706 | 3.3 | 0.3 | 7 | 12.5 | 1.7422
S38E145_RES_4946 | West | -37.4217 | 145.1328 | 759 | 14 | 2 | 1509 | 2.8 | 0.3 | 6 | 14.2857 | 1.7422
S38E145_RES_4898 | West | -37.4243 | 145.9431 | 1028 | 13 | 2 | 680 | 1.5 | 0.2 | 12 | 15.3846 | 1.7422
S38E145_RES_4913 | West | -37.4233 | 145.1219 | 660 | 17 | 2 | 501 | 1.5 | 0.2 | 10 | 11.7647 | 1.7422
S38E145_RES_4928 | West | -37.4226 | 145.5981 | 712 | 10 | 2 | 1169 | 3.6 | 0.6 | 4 | 20 | 1.7422
S38E145_RES_5109 | West | -37.4146 | 145.6407 | 898 | 10 | 2 | 1349 | 2.7 | 0.3 | 6 | 20 | 1.7422
S38E145_RES_5111 | West | -37.4145 | 145.1013 | 592 | 10 | 2 | 1917 | 5.5 | 0.8 | 3 | 20 | 1.7422
S38E145_RES_4997 | West | -37.4195 | 145.9368 | 1094 | 9 | 2 | 1082 | 3.5 | 0.6 | 4 | 22.2222 | 1.7422
S38E145_RES_5020 | West | -37.4187 | 145.0988 | 531 | 10 | 2 | 977 | 2.8 | 0.4 | 5 | 20 | 1.7422
S38E145_RES_5085 | West | -37.4156 | 145.8405 | 1129 | 16 | 2 | 1571 | 3.3 | 0.3 | 7 | 12.5 | 1.7422
S38E145_RES_5124 | West | -37.4143 | 145.914 | 1189 | 13 | 2 | 526 | 1.6 | 0.2 | 8 | 15.3846 | 1.7422
S38E145_RES_5168 | West | -37.4129 | 145.1161 | 632 | 12 | 2 | 1398 | 2.8 | 0.3 | 6 | 16.6667 | 1.7422
S38E145_RES_5296 | West | -37.4071 | 145.1404 | 681 | 10 | 2 | 1361 | 3 | 0.3 | 5 | 20 | 1.7422
S38E145_RES_5280 | West | -37.4077 | 145.1681 | 729 | 10 | 2 | 1274 | 4 | 0.6 | 3 | 20 | 1.7422
S38E145_RES_5405 | West | -37.4012 | 145.1067 | 599 | 11 | 2 | 1923 | 4.9 | 0.6 | 3 | 18.1818 | 1.7422
S38E145_RES_5409 | West | -37.4009 | 145.9102 | 1161 | 13 | 2 | 730 | 1.8 | 0.2 | 9 | 15.3846 | 1.7422
S38E145_RES_5361 | West | -37.4036 | 145.9129 | 1173 | 9 | 2 | 1212 | 3.3 | 0.4 | 4 | 22.2222 | 1.7422
S38E145_RES_5377 | West | -37.4028 | 145.82 | 1090 | 11 | 2 | 1434 | 2.5 | 0.2 | 7 | 18.1818 | 1.7422
S38E145_RES_5324 | West | -37.4057 | 145.9296 | 1087 | 9 | 2 | 1002 | 2.7 | 0.4 | 6 | 22.2222 | 1.7422
S38E145_RES_5497 | West | -37.3954 | 145.1448 | 658 | 10 | 2 | 1521 | 3.9 | 0.5 | 4 | 20 | 1.7422
S38E145_RES_5442 | West | -37.399 | 145.1467 | 698 | 10 | 2 | 1707 | 4.8 | 0.7 | 4 | 20 | 1.7422
S38E145_RES_5427 | West | -37.3997 | 145.6339 | 800 | 13 | 2 | 1639 | 3.5 | 0.4 | 6 | 15.3846 | 1.7422
S38E145_RES_5411 | West | -37.4008 | 145.6131 | 729 | 9 | 2 | 946 | 2.7 | 0.4 | 4 | 22.2222 | 1.7422
S38E145_RES_5528 | West | -37.3933 | 145.915 | 1230 | 10 | 2 | 779 | 1.6 | 0.2 | 9 | 20 | 1.7422
S38E145_RES_5540 | West | -37.3925 | 145.1519 | 679 | 10 | 2 | 1769 | 4.5 | 0.6 | 4 | 20 | 1.7422
S38E145_RES_5620 | West | -37.3874 | 145.842 | 991 | 9 | 2 | 909 | 2.9 | 0.5 | 4 | 22.2222 | 1.7422
S38E145_RES_5633 | West | -37.3862 | 145.886 | 987 | 11 | 2 | 1175 | 3.2 | 0.4 | 5 | 18.1818 | 1.7422
S38E145_RES_5767 | West | -37.3786 | 145.8119 | 1092 | 10 | 2 | 1181 | 3.5 | 0.5 | 4 | 20 | 1.7422
S38E145_RES_5731 | West | -37.3808 | 145.8328 | 1140 | 10 | 2 | 1534 | 2.9 | 0.3 | 7 | 20 | 1.7422
S38E145_RES_5756 | West | -37.3792 | 145.8581 | 830 | 9 | 2 | 1293 | 4.2 | 0.7 | 3 | 22.2222 | 1.7422
S38E145_RES_5888 | West | -37.3733 | 145.625 | 720 | 12 | 2 | 860 | 2.1 | 0.3 | 7 | 16.6667 | 1.7422
S38E145_RES_5885 | West | -37.3736 | 145.8651 | 859 | 15 | 2 | 526 | 1.8 | 0.3 | 8 | 13.3333 | 1.7422
S38E145_RES_5857 | West | -37.3749 | 145.1494 | 671 | 11 | 2 | 1905 | 4.9 | 0.6 | 3 | 18.1818 | 1.7422
S38E145_RES_5862 | West | -37.3747 | 145.8565 | 821 | 15 | 2 | 946 | 2.1 | 0.2 | 9 | 13.3333 | 1.7422
S38E145_RES_5867 | West | -37.3744 | 145.8332 | 1112 | 13 | 2 | 1231 | 3.4 | 0.5 | 5 | 15.3846 | 1.7422
S38E145_RES_5869 | West | -37.3743 | 145.8973 | 1147 | 10 | 2 | 606 | 1.3 | 0.1 | 12 | 20 | 1.7422
S38E145_RES_5845 | West | -37.3754 | 145.9007 | 1188 | 10 | 2 | 872 | 2.5 | 0.4 | 6 | 20 | 1.7422
S38E145_RES_5789 | West | -37.3775 | 145.8961 | 1160 | 11 | 2 | 1181 | 2.7 | 0.3 | 6 | 18.1818 | 1.7422
S38E145_RES_5951 | West | -37.3692 | 145.8267 | 1109 | 9 | 2 | 1552 | 3.4 | 0.4 | 5 | 22.2222 | 1.7422
S38E145_RES_5995 | West | -37.3669 | 145.5981 | 740 | 12 | 2 | 1015 | 2.5 | 0.3 | 7 | 16.6667 | 1.7422
S38E145_RES_5895 | West | -37.3728 | 145.9271 | 959 | 9 | 2 | 1008 | 3 | 0.4 | 4 | 22.2222 | 1.7422
S38E145_RES_5931 | West | -37.3704 | 145.8643 | 858 | 12 | 2 | 619 | 1.6 | 0.2 | 10 | 16.6667 | 1.7422
S38E145_RES_6138 | West | -37.3561 | 145.8582 | 839 | 9 | 2 | 841 | 2 | 0.2 | 7 | 22.2222 | 1.7422
S38E145_RES_6145 | West | -37.3553 | 145.6111 | 730 | 10 | 2 | 1293 | 3.9 | 0.6 | 4 | 20 | 1.7422
S38E145_RES_6124 | West | -37.3572 | 145.8525 | 710 | 16 | 2 | 427 | 1.2 | 0.2 | 14 | 12.5 | 1.7422
S38E145_RES_6130 | West | -37.3568 | 145.6112 | 742 | 11 | 2 | 1317 | 2.9 | 0.3 | 5 | 18.1818 | 1.7422
S38E145_RES_6068 | West | -37.3612 | 145.6129 | 756 | 15 | 2 | 1274 | 2.5 | 0.3 | 7 | 13.3333 | 1.7422
S38E145_RES_6063 | West | -37.3617 | 145.8604 | 868 | 11 | 2 | 1441 | 4.1 | 0.6 | 4 | 18.1818 | 1.7422
S38E145_RES_6265 | West | -37.3481 | 145.8406 | 810 | 12 | 2 | 439 | 1.2 | 0.2 | 12 | 16.6667 | 1.7422
S38E145_RES_6198 | West | -37.3521 | 145.826 | 1096 | 17 | 2 | 1138 | 2.8 | 0.4 | 6 | 11.7647 | 1.7422
S38E145_RES_6199 | West | -37.3521 | 145.609 | 738 | 10 | 2 | 1528 | 3.5 | 0.4 | 4 | 20 | 1.7422
S38E145_RES_6549 | West | -37.3225 | 145.2439 | 570 | 9 | 2 | 1621 | 5.2 | 0.8 | 3 | 22.2222 | 1.7422
S38E145_RES_6551 | West | -37.3225 | 145.5875 | 640 | 11 | 2 | 1954 | 5 | 0.6 | 4 | 18.1818 | 1.7422
S38E145_RES_6440 | West | -37.3322 | 145.6169 | 729 | 13 | 2 | 1707 | 3.3 | 0.3 | 8 | 15.3846 | 1.7422
S38E145_RES_6473 | West | -37.3284 | 145.6015 | 709 | 16 | 2 | 1497 | 3 | 0.3 | 7 | 12.5 | 1.7422
S38E145_RES_6652 | West | -37.3129 | 145.5518 | 578 | 15 | 2 | 1479 | 2.7 | 0.2 | 8 | 13.3333 | 1.7422
S38E145_RES_6664 | West | -37.3117 | 145.6043 | 712 | 15 | 2 | 1324 | 2.5 | 0.2 | 9 | 13.3333 | 1.7422
S38E145_RES_6632 | West | -37.3144 | 145.5619 | 559 | 10 | 2 | 1410 | 3.7 | 0.5 | 5 | 20 | 1.7422
S38E145_RES_6645 | West | -37.3136 | 145.6198 | 751 | 12 | 2 | 1794 | 4.1 | 0.5 | 5 | 16.6667 | 1.7422
S38E145_RES_6648 | West | -37.3133 | 145.8918 | 681 | 10 | 2 | 885 | 3 | 0.5 | 4 | 20 | 1.7422
S38E145_RES_6558 | West | -37.3219 | 145.2406 | 560 | 9 | 2 | 1831 | 5.1 | 0.7 | 3 | 22.2222 | 1.7422
S38E145_RES_6732 | West | -37.303 | 145.5815 | 669 | 10 | 2 | 798 | 2.2 | 0.3 | 6 | 20 | 1.7422
S38E145_RES_6751 | West | -37.2981 | 145.6158 | 730 | 15 | 2 | 1411 | 2.7 | 0.3 | 7 | 13.3333 | 1.7422
S38E145_RES_6669 | West | -37.3109 | 145.2034 | 559 | 12 | 2 | 1732 | 4 | 0.5 | 4 | 16.6667 | 1.7422
S38E145_RES_6682 | West | -37.3103 | 145.6253 | 670 | 14 | 2 | 681 | 1.9 | 0.3 | 8 | 14.2857 | 1.7422
S38E145_RES_6811 | West | -37.291 | 145.1852 | 539 | 14 | 2 | 1547 | 2.1 | 0.1 | 11 | 14.2857 | 1.7422
S38E145_RES_6861 | West | -37.2803 | 145.1706 | 540 | 11 | 2 | 1262 | 2.6 | 0.3 | 6 | 18.1818 | 1.7422
S38E145_RES_6984 | West | -37.255 | 145.5602 | 701 | 11 | 2 | 1497 | 3.1 | 0.3 | 6 | 18.1818 | 1.7422
S38E145_RES_6933 | West | -37.2653 | 145.6011 | 590 | 10 | 2 | 749 | 1.9 | 0.2 | 7 | 20 | 1.7422
S38E145_RES_6891 | West | -37.2722 | 145.6108 | 590 | 11 | 2 | 699 | 1.8 | 0.2 | 7 | 18.1818 | 1.7422
S38E145_RES_7041 | West | -37.2428 | 145.5717 | 631 | 9 | 2 | 1237 | 3 | 0.4 | 4 | 22.2222 | 1.7422
S38E145_RES_7042 | West | -37.2422 | 145.5642 | 690 | 18 | 2 | 1145 | 2.5 | 0.3 | 7 | 11.1111 | 1.7422
S38E145_RES_7050 | West | -37.2414 | 145.5696 | 632 | 12 | 2 | 656 | 1.2 | 0.1 | 13 | 16.6667 | 1.7422
S38E145_RES_6992 | West | -37.2539 | 145.5957 | 601 | 13 | 2 | 1330 | 2.3 | 0.2 | 8 | 15.3846 | 1.7422
S38E145_RES_7014 | West | -37.2499 | 145.5765 | 661 | 13 | 2 | 1089 | 2.6 | 0.3 | 7 | 15.3846 | 1.7422
S38E145_RES_7028 | West | -37.2469 | 145.555 | 700 | 9 | 2 | 1609 | 4 | 0.5 | 3 | 22.2222 | 1.7422
S38E145_RES_7029 | West | -37.2466 | 145.5712 | 661 | 14 | 2 | 1120 | 2.7 | 0.3 | 5 | 14.2857 | 1.7422
S38E145_RES_7074 | West | -37.2372 | 145.5435 | 619 | 11 | 2 | 551 | 1.5 | 0.2 | 8 | 18.1818 | 1.7422
S38E145_RES_7104 | West | -37.2261 | 145.5575 | 680 | 11 | 2 | 854 | 1.9 | 0.2 | 8 | 18.1818 | 1.7422
S38E145_RES_7116 | West | -37.2223 | 145.5569 | 659 | 9 | 2 | 1176 | 4.1 | 0.7 | 3 | 22.2222 | 1.7422
S38E145_RES_7132 | West | -37.2183 | 145.5519 | 620 | 14 | 2 | 1361 | 2.5 | 0.2 | 9 | 14.2857 | 1.7422
S38E145_RES_7183 | West | -37.1857 | 145.1832 | 537 | 9 | 2 | 693 | 2.1 | 0.3 | 5 | 22.2222 | 1.7422
S38E145_RES_7224 | West | -37.1778 | 145.1947 | 630 | 10 | 2 | 1318 | 2.9 | 0.3 | 6 | 20 | 1.7422
S38E145_RES_7250 | West | -37.1739 | 145.177 | 691 | 11 | 2 | 1423 | 3.7 | 0.5 | 4 | 18.1818 | 1.7422
S38E145_RES_7255 | West | -37.1733 | 145.2202 | 549 | 9 | 2 | 1318 | 3.1 | 0.4 | 5 | 22.2222 | 1.7422
S38E145_RES_7299 | West | -37.1697 | 145.2306 | 540 | 18 | 2 | 1102 | 1.8 | 0.1 | 13 | 11.1111 | 1.7422
S38E145_RES_7304 | West | -37.1692 | 145.1553 | 659 | 14 | 2 | 873 | 2 | 0.2 | 8 | 14.2857 | 1.7422
S38E145_RES_7321 | West | -37.1683 | 145.193 | 599 | 9 | 2 | 1324 | 3.2 | 0.4 | 4 | 22.2222 | 1.7422
S38E145_RES_7403 | West | -37.1623 | 145.1664 | 598 | 21 | 2 | 817 | 1.9 | 0.2 | 11 | 9.5238 | 1.7422
S38E145_RES_7343 | West | -37.1661 | 145.205 | 600 | 12 | 2 | 1423 | 3.7 | 0.5 | 3 | 16.6667 | 1.7422
S38E145_RES_7430 | West | -37.1594 | 145.1525 | 610 | 15 | 2 | 2042 | 4.8 | 0.6 | 4 | 13.3333 | 1.7422
S38E145_RES_7412 | West | -37.1619 | 145.1639 | 620 | 11 | 2 | 1677 | 4.2 | 0.5 | 3 | 18.1818 | 1.7422
S38E145_RES_7463 | West | -37.1571 | 145.2065 | 607 | 16 | 2 | 1696 | 3.7 | 0.4 | 6 | 12.5 | 1.7422
S38E145_RES_7487 | West | -37.1553 | 145.1614 | 600 | 12 | 2 | 1522 | 3.1 | 0.3 | 6 | 16.6667 | 1.7422
S38E145_RES_7496 | West | -37.1547 | 145.2189 | 600 | 13 | 2 | 1881 | 4.7 | 0.6 | 4 | 15.3846 | 1.7422
S38E145_RES_7500 | West | -37.1539 | 145.1535 | 589 | 13 | 2 | 1659 | 2.9 | 0.2 | 8 | 15.3846 | 1.7422
S38E145_RES_7511 | West | -37.1524 | 145.8019 | 599 | 14 | 2 | 1417 | 2.8 | 0.3 | 6 | 14.2857 | 1.7422
S38E145_RES_7527 | West | -37.1511 | 145.2047 | 620 | 16 | 2 | 2005 | 3.9 | 0.4 | 6 | 12.5 | 1.7422
S38E145_RES_7532 | West | -37.1503 | 145.1844 | 649 | 10 | 2 | 1479 | 4.7 | 0.7 | 3 | 20 | 1.7422
S38E145_RES_7541 | West | -37.1497 | 145.8031 | 599 | 14 | 2 | 1052 | 1.9 | 0.2 | 11 | 14.2857 | 1.7422
S38E145_RES_7549 | West | -37.1486 | 145.1485 | 551 | 10 | 2 | 1968 | 5 | 0.6 | 3 | 20 | 1.7422
S38E145_RES_7616 | West | -37.1435 | 145.1851 | 600 | 12 | 2 | 1269 | 2.5 | 0.2 | 7 | 16.6667 | 1.7422
S38E145_RES_7640 | West | -37.1415 | 145.2032 | 628 | 13 | 2 | 1287 | 2.8 | 0.3 | 5 | 15.3846 | 1.7422
S38E145_RES_7651 | West | -37.1411 | 145.1858 | 580 | 23 | 2 | 1758 | 2.6 | 0.2 | 13 | 8.6957 | 1.7422
S38E145_RES_7658 | West | -37.1408 | 145.1885 | 539 | 10 | 2 | 1139 | 2.4 | 0.2 | 7 | 20 | 1.7422
S38E145_RES_7675 | West | -37.1379 | 145.4981 | 471 | 14 | 2 | 396 | 1.1 | 0.1 | 17 | 14.2857 | 1.7422
S38E145_RES_7740 | West | -37.1317 | 145.4949 | 541 | 10 | 2 | 1256 | 2.7 | 0.3 | 6 | 20 | 1.7422
S38E145_RES_7742 | West | -37.1316 | 145.5003 | 549 | 10 | 2 | 1337 | 3.3 | 0.4 | 4 | 20 | 1.7422
S38E145_RES_7757 | West | -37.1301 | 145.1361 | 459 | 12 | 2 | 1194 | 3.2 | 0.4 | 4 | 16.6667 | 1.7422
S38E145_RES_7777 | West | -37.129 | 145.4796 | 477 | 9 | 2 | 1176 | 3.3 | 0.5 | 5 | 22.2222 | 1.7422
S38E145_RES_7787 | West | -37.1283 | 145.1193 | 522 | 9 | 2 | 1386 | 3 | 0.3 | 5 | 22.2222 | 1.7422
S38E145_RES_7795 | West | -37.1278 | 145.5436 | 470 | 9 | 2 | 1170 | 2.7 | 0.3 | 6 | 22.2222 | 1.7422
S38E145_RES_7834 | West | -37.1245 | 145.1555 | 531 | 14 | 2 | 2203 | 3.6 | 0.3 | 7 | 14.2857 | 1.7422
S38E145_RES_7842 | West | -37.1233 | 145.5506 | 470 | 14 | 2 | 1232 | 2.5 | 0.3 | 9 | 14.2857 | 1.7422
S38E145_RES_7846 | West | -37.1231 | 145.4523 | 512 | 13 | 2 | 749 | 2.4 | 0.4 | 6 | 15.3846 | 1.7422
S38E145_RES_7881 | West | -37.1208 | 145.4481 | 560 | 15 | 2 | 1535 | 2.7 | 0.2 | 8 | 13.3333 | 1.7422
S38E145_RES_7897 | West | -37.1203 | 145.5089 | 500 | 15 | 2 | 1058 | 2.1 | 0.2 | 10 | 13.3333 | 1.7422
S38E145_RES_7918 | West | -37.1189 | 145.2738 | 471 | 12 | 2 | 1448 | 2.7 | 0.3 | 6 | 16.6667 | 1.7422
S38E145_RES_7936 | West | -37.1172 | 145.4953 | 540 | 12 | 2 | 959 | 2.4 | 0.3 | 6 | 16.6667 | 1.7422
S38E145_RES_7944 | West | -37.1167 | 145.4189 | 579 | 13 | 2 | 1634 | 3.5 | 0.4 | 6 | 15.3846 | 1.7422
S38E145_RES_7968 | West | -37.1156 | 145.4962 | 549 | 11 | 2 | 1170 | 2.3 | 0.2 | 8 | 18.1818 | 1.7422
S38E145_RES_7977 | West | -37.1147 | 145.5392 | 490 | 12 | 2 | 978 | 2.5 | 0.3 | 7 | 16.6667 | 1.7422
S38E145_RES_7981 | West | -37.1146 | 145.4118 | 569 | 9 | 2 | 1213 | 3.6 | 0.5 | 4 | 22.2222 | 1.7422
S38E145_RES_7988 | West | -37.1139 | 145.4649 | 481 | 15 | 2 | 1225 | 2.4 | 0.2 | 10 | 13.3333 | 1.7422
S38E145_RES_8006 | West | -37.1131 | 145.5458 | 470 | 9 | 2 | 1213 | 2.4 | 0.2 | 7 | 22.2222 | 1.7422
S38E145_RES_8015 | West | -37.1125 | 145.4874 | 522 | 11 | 2 | 501 | 1.2 | 0.1 | 13 | 18.1818 | 1.7422
S38E145_RES_8029 | West | -37.1119 | 145.8192 | 608 | 10 | 2 | 1640 | 3.7 | 0.4 | 4 | 20 | 1.7422
S38E145_RES_8038 | West | -37.1114 | 145.2686 | 470 | 17 | 2 | 1448 | 2.3 | 0.2 | 11 | 11.7647 | 1.7422
S38E145_RES_8055 | West | -37.1103 | 145.2793 | 451 | 13 | 2 | 953 | 1.9 | 0.2 | 8 | 15.3846 | 1.7422
S38E145_RES_8094 | West | -37.1087 | 145.3993 | 554 | 14 | 2 | 1560 | 3.2 | 0.3 | 7 | 14.2857 | 1.7422
S38E145_RES_8100 | West | -37.1086 | 145.4669 | 530 | 10 | 2 | 1461 | 2.7 | 0.2 | 7 | 20 | 1.7422
S38E145_RES_8104 | West | -37.1083 | 145.2483 | 450 | 16 | 2 | 1436 | 2.7 | 0.3 | 8 | 12.5 | 1.7422
S38E145_RES_8158 | West | -37.1061 | 145.1812 | 542 | 16 | 2 | 1411 | 2.2 | 0.2 | 10 | 12.5 | 1.7422
S38E145_RES_8161 | West | -37.1061 | 145.8414 | 581 | 9 | 2 | 706 | 2.3 | 0.4 | 4 | 22.2222 | 1.7422
S38E145_RES_8171 | West | -37.1056 | 145.3803 | 490 | 12 | 2 | 1306 | 3.5 | 0.5 | 5 | 16.6667 | 1.7422
S38E145_RES_8197 | West | -37.1045 | 145.4731 | 531 | 13 | 2 | 1671 | 3 | 0.3 | 7 | 15.3846 | 1.7422
S38E145_RES_8203 | West | -37.1044 | 145.4651 | 539 | 12 | 2 | 1566 | 3.9 | 0.5 | 5 | 16.6667 | 1.7422
S38E145_RES_8205 | West | -37.1044 | 145.5306 | 520 | 16 | 2 | 1213 | 2.5 | 0.3 | 9 | 12.5 | 1.7422
S38E145_RES_8214 | West | -37.1041 | 145.5418 | 519 | 13 | 2 | 836 | 2.3 | 0.3 | 6 | 15.3846 | 1.7422
S38E145_RES_8231 | West | -37.1033 | 145.5024 | 569 | 11 | 2 | 805 | 2.1 | 0.3 | 7 | 18.1818 | 1.7422
S38E145_RES_8251 | West | -37.1015 | 145.4593 | 518 | 10 | 2 | 1288 | 3.8 | 0.6 | 4 | 20 | 1.7422
S38E145_RES_8256 | West | -37.1014 | 145.4819 | 590 | 19 | 2 | 1566 | 2.5 | 0.2 | 12 | 10.5263 | 1.7422
S38E145_RES_8303 | West | -37.0975 | 145.2665 | 509 | 9 | 2 | 1418 | 3.6 | 0.5 | 4 | 22.2222 | 1.7422
S38E145_RES_8311 | West | -37.0964 | 145.4628 | 570 | 12 | 2 | 1789 | 4.5 | 0.6 | 4 | 16.6667 | 1.7422
S38E145_RES_8324 | West | -37.0947 | 145.5022 | 600 | 12 | 2 | 1807 | 3.9 | 0.4 | 5 | 16.6667 | 1.7422
S38E145_RES_8335 | West | -37.0928 | 145.386 | 552 | 13 | 2 | 1523 | 3.3 | 0.4 | 6 | 15.3846 | 1.7422
S38E145_RES_8339 | West | -37.0916 | 145.5595 | 567 | 15 | 2 | 1876 | 3.3 | 0.3 | 8 | 13.3333 | 1.7422
S38E145_RES_8387 | West | -37.0835 | 145.4044 | 559 | 10 | 2 | 1393 | 3.1 | 0.3 | 5 | 20 | 1.7422
S38E145_RES_8388 | West | -37.0832 | 145.4101 | 588 | 11 | 2 | 1083 | 2.6 | 0.3 | 6 | 18.1818 | 1.7422
S38E145_RES_8434 | West | -37.0569 | 145.4101 | 589 | 9 | 2 | 1622 | 3.8 | 0.4 | 4 | 22.2222 | 1.7422
S38E145_RES_8473 | West | -37.003 | 145.5687 | 549 | 10 | 2 | 1746 | 4.7 | 0.6 | 4 | 20 | 1.7422
S38E146_RES_1081 | Central | -37.8632 | 146.0764 | 552 | 10 | 2 | 1447 | 3 | 0.3 | 5 | 20 | 1.7422
S38E146_RES_1010 | Central | -37.8667 | 146.0631 | 550 | 9 | 2 | 1515 | 4.1 | 0.6 | 3 | 22.2222 | 1.7422
S38E146_RES_1450 | Central | -37.8449 | 146.0158 | 571 | 10 | 2 | 674 | 2.4 | 0.4 | 5 | 20 | 1.7422
S38E146_RES_1454 | Central | -37.8447 | 146.0561 | 550 | 15 | 2 | 587 | 1.4 | 0.2 | 15 | 13.3333 | 1.7422
S38E146_RES_120 | Central | -37.94 | 146.5536 | 430 | 12 | 2 | 636 | 1.5 | 0.2 | 10 | 16.6667 | 1.7422
S38E146_RES_1266 | Central | -37.8535 | 146.0953 | 698 | 9 | 2 | 958 | 2.7 | 0.4 | 4 | 22.2222 | 1.7422
S38E146_RES_1361 | Central | -37.8492 | 146.6372 | 500 | 11 | 2 | 489 | 1.5 | 0.2 | 7 | 18.1818 | 1.7422
S38E146_RES_1379 | Central | -37.848 | 146.1222 | 669 | 11 | 2 | 1001 | 2.1 | 0.2 | 8 | 18.1818 | 1.7422
S38E146_RES_139 | Central | -37.9356 | 146.5525 | 430 | 10 | 2 | 346 | 1.1 | 0.2 | 10 | 20 | 1.7422
S38E146_RES_1155 | Central | -37.8586 | 146.08 | 590 | 10 | 2 | 735 | 2 | 0.3 | 6 | 20 | 1.7422
S38E146_RES_1166 | Central | -37.858 | 146.3667 | 1039 | 9 | 2 | 970 | 3.6 | 0.7 | 4 | 22.2222 | 1.7422
S38E146_RES_1615 | Central | -37.8377 | 146.1321 | 716 | 9 | 2 | 573 | 1.5 | 0.2 | 8 | 22.2222 | 1.7422
S38E146_RES_1659 | Central | -37.8361 | 146.6511 | 450 | 9 | 2 | 587 | 1.3 | 0.2 | 10 | 22.2222 | 1.7422
S38E146_RES_1665 | Central | -37.8359 | 146.6366 | 511 | 10 | 2 | 469 | 1.1 | 0.1 | 12 | 20 | 1.7422
S38E146_RES_1736 | Central | -37.8339 | 146.6533 | 430 | 11 | 2 | 420 | 1.2 | 0.2 | 11 | 18.1818 | 1.7422
S38E146_RES_1477 | Central | -37.8439 | 146.1275 | 691 | 8 | 2 | 1056 | 3 | 0.4 | 4 | 25 | 1.7422
S38E146_RES_1514 | Central | -37.8425 | 146.6386 | 500 | 10 | 2 | 396 | 1.4 | 0.2 | 7 | 20 | 1.7422
S38E146_RES_1515 | Central | -37.8425 | 146.0247 | 550 | 10 | 2 | 747 | 2.1 | 0.3 | 6 | 20 | 1.7422
S38E146_RES_158 | Central | -37.9328 | 146.5472 | 460 | 15 | 2 | 353 | 1 | 0.1 | 16 | 13.3333 | 1.7422
S38E146_RES_159 | Central | -37.9326 | 146.3976 | 528 | 11 | 2 | 1087 | 2.5 | 0.3 | 7 | 18.1818 | 1.7422
S38E146_RES_175 | Central | -37.9281 | 146.5435 | 491 | 12 | 2 | 297 | 1 | 0.2 | 13 | 16.6667 | 1.7422
S38E146_RES_1859 | Central | -37.8293 | 146.3498 | 1014 | 12 | 2 | 1333 | 3.9 | 0.6 | 4 | 16.6667 | 1.7422
S38E146_RES_1939 | Central | -37.8258 | 146.0717 | 840 | 11 | 2 | 1370 | 3.1 | 0.3 | 6 | 18.1818 | 1.7422
S38E146_RES_1944 | Central | -37.8256 | 146.0822 | 941 | 9 | 2 | 1428 | 3 | 0.3 | 5 | 22.2222 | 1.7422
S38E146_RES_1979 | Central | -37.8242 | 146.6483 | 480 | 13 | 2 | 458 | 1.4 | 0.2 | 11 | 15.3846 | 1.7422
S38E146_RES_1988 | Central | -37.8239 | 146.5219 | 731 | 10 | 2 | 439 | 1.7 | 0.3 | 5 | 20 | 1.7422
S38E146_RES_1760 | Central | -37.8331 | 146.5244 | 650 | 10 | 2 | 494 | 1.4 | 0.2 | 9 | 20 | 1.7422
S38E146_RES_1767 | Central | -37.8328 | 146.1511 | 770 | 14 | 2 | 822 | 2.2 | 0.3 | 8 | 14.2857 | 1.7422
S38E146_RES_1785 | Central | -37.8324 | 146.0924 | 1031 | 10 | 2 | 803 | 1.9 | 0.2 | 8 | 20 | 1.7422
S38E146_RES_1837 | Central | -37.8302 | 146.0629 | 729 | 9 | 2 | 649 | 1.5 | 0.2 | 9 | 22.2222 | 1.7422
S38E146_RES_2041 | Central | -37.8219 | 146.043 | 719 | 9 | 2 | 1180 | 4 | 0.7 | 4 | 22.2222 | 1.7422
S38E146_RES_2063 | Central | -37.821 | 146.6268 | 489 | 9 | 2 | 507 | 1.6 | 0.3 | 6 | 22.2222 | 1.7422
S38E146_RES_207 | Central | -37.9238 | 146.532 | 519 | 9 | 2 | 353 | 1.2 | 0.2 | 8 | 22.2222 | 1.7422
S38E146_RES_2303 | Central | -37.8119 | 146.6225 | 520 | 13 | 2 | 395 | 1.2 | 0.2 | 12 | 15.3846 | 1.7422
S38E146_RES_2222 | Central | -37.8151 | 146.1035 | 938 | 11 | 2 | 673 | 1.6 | 0.2 | 8 | 18.1818 | 1.7422
S38E146_RES_2230 | Central | -37.8147 | 146.0735 | 889 | 11 | 2 | 1062 | 3.2 | 0.5 | 4 | 18.1818 | 1.7422
S38E146_RES_2270 | Central | -37.8131 | 146.6538 | 439 | 11 | 2 | 359 | 1 | 0.1 | 11 | 18.1818 | 1.7422
S38E146_RES_2281 | Central | -37.8125 | 146.1436 | 1000 | 11 | 2 | 1026 | 3.1 | 0.5 | 5 | 18.1818 | 1.7422
S38E146_RES_229 | Central | -37.9223 | 146.3238 | 621 | 9 | 2 | 914 | 2.4 | 0.3 | 5 | 22.2222 | 1.7422
S38E146_RES_2511 | Central | -37.8051 | 146.1169 | 959 | 14 | 2 | 996 | 2.3 | 0.3 | 6 | 14.2857 | 1.7422
S38E146_RES_2521 | Central | -37.8044 | 146.1411 | 1000 | 15 | 2 | 1354 | 3 | 0.3 | 7 | 13.3333 | 1.7422
S38E146_RES_2377 | Central | -37.8099 | 146.327 | 1052 | 9 | 2 | 779 | 2.5 | 0.4 | 5 | 22.2222 | 1.7422
S38E146_RES_2487 | Central | -37.8061 | 146.5537 | 691 | 9 | 2 | 384 | 1.4 | 0.3 | 7 | 22.2222 | 1.7422
S38E146_RES_255 | Central | -37.9208 | 146.4379 | 528 | 11 | 2 | 346 | 1.1 | 0.2 | 11 | 18.1818 | 1.7422
S38E146_RES_2571 | Central | -37.8024 | 146.0538 | 779 | 18 | 2 | 1551 | 1.9 | 0.1 | 15 | 11.1111 | 1.7422
S38E146_RES_2595 | Central | -37.8011 | 146.3386 | 940 | 15 | 2 | 599 | 1.6 | 0.2 | 11 | 13.3333 | 1.7422
S38E146_RES_2612 | Central | -37.8003 | 146.3332 | 1001 | 12 | 2 | 1014 | 2.6 | 0.3 | 6 | 16.6667 | 1.7422
S38E146_RES_2651 | Central | -37.7973 | 146.3044 | 1209 | 16 | 2 | 828 | 1.5 | 0.1 | 15 | 12.5 | 1.7422
S38E146_RES_29 | Central | -37.9614 | 146.5989 | 379 | 9 | 2 | 723 | 2.2 | 0.3 | 5 | 22.2222 | 1.7422
S38E146_RES_300 | Central | -37.9153 | 146.5369 | 510 | 14 | 2 | 643 | 1.1 | 0.1 | 23 | 14.2857 | 1.7422
S38E146_RES_304 | Central | -37.9149 | 146.4328 | 579 | 12 | 2 | 438 | 1.3 | 0.2 | 10 | 16.6667 | 1.7422
S38E146_RES_318 | Central | -37.9141 | 146.4623 | 557 | 15 | 2 | 345 | 1 | 0.1 | 14 | 13.3333 | 1.7422
S38E146_RES_326 | Central | -37.9135 | 146.296 | 661 | 9 | 2 | 593 | 2 | 0.3 | 4 | 22.2222 | 1.7422
S38E146_RES_344 | Central | -37.9124 | 146.3233 | 769 | 14 | 2 | 413 | 1.1 | 0.1 | 17 | 14.2857 | 1.7422
S38E146_RES_36 | Central | -37.9599 | 146.5894 | 379 | 10 | 2 | 525 | 1.3 | 0.2 | 9 | 20 | 1.7422
S38E146_RES_694 | Central | -37.8885 | 146.0644 | 519 | 18 | 2 | 1433 | 1.8 | 0.1 | 21 | 11.1111 | 1.7422
S38E146_RES_55 | Central | -37.9557 | 146.4674 | 468 | 15 | 2 | 1094 | 1.5 | 0.1 | 21 | 13.3333 | 1.7422
S38E146_RES_570 | Central | -37.8979 | 146.2909 | 839 | 9 | 2 | 1105 | 2.9 | 0.4 | 5 | 22.2222 | 1.7422
S38E146_RES_593 | Central | -37.8966 | 146.5287 | 549 | 10 | 2 | 433 | 0.9 | 0.1 | 17 | 20 | 1.7422
S38E146_RES_60 | Central | -37.9539 | 146.575 | 410 | 10 | 2 | 988 | 1.8 | 0.2 | 10 | 20 | 1.7422
S38E146_RES_603 | Central | -37.896 | 146.1676 | 561 | 15 | 2 | 1657 | 3.1 | 0.3 | 8 | 13.3333 | 1.7422
S38E146_RES_630 | Central | -37.8939 | 146.2885 | 751 | 13 | 2 | 476 | 1.4 | 0.2 | 10 | 15.3846 | 1.7422
S38E146_RES_64 | Central | -37.9524 | 146.5385 | 458 | 12 | 2 | 835 | 1.2 | 0.1 | 23 | 16.6667 | 1.7422
S38E146_RES_492 | Central | -37.9043 | 146.4567 | 611 | 10 | 2 | 401 | 1 | 0.1 | 14 | 20 | 1.7422
S38E146_RES_512 | Central | -37.9031 | 146.5268 | 509 | 13 | 2 | 396 | 1.1 | 0.2 | 11 | 15.3846 | 1.7422
S38E146_RES_873 | Central | -37.8735 | 146.6122 | 489 | 12 | 2 | 464 | 1.4 | 0.2 | 9 | 16.6667 | 1.7422
S38E146_RES_788 | Central | -37.8794 | 146.4423 | 689 | 9 | 2 | 1446 | 3.9 | 0.5 | 4 | 22.2222 | 1.7422
S38E146_RES_794 | Central | -37.8788 | 146.554 | 608 | 16 | 2 | 654 | 1.5 | 0.2 | 13 | 12.5 | 1.7422
S38E146_RES_841 | Central | -37.8758 | 146.6203 | 480 | 10 | 2 | 556 | 1.7 | 0.2 | 7 | 20 | 1.7422
S38E146_RES_852 | Central | -37.875 | 146.4467 | 670 | 11 | 2 | 631 | 1.4 | 0.2 | 11 | 18.1818 | 1.7422
S38E146_RES_864 | Central | -37.8741 | 146.4608 | 589 | 12 | 2 | 396 | 1.1 | 0.1 | 13 | 16.6667 | 1.7422
S38E146_RES_706 | Central | -37.8879 | 146.4493 | 607 | 13 | 2 | 279 | 1 | 0.2 | 11 | 15.3846 | 1.7422
S38E146_RES_73 | Central | -37.9498 | 146.5667 | 429 | 11 | 2 | 728 | 1.5 | 0.1 | 12 | 18.1818 | 1.7422
S38E146_RES_744 | Central | -37.8828 | 146.6205 | 459 | 9 | 2 | 366 | 0.9 | 0.1 | 14 | 22.2222 | 1.7422
S38E146_RES_746 | Central | -37.8827 | 146.0552 | 510 | 9 | 2 | 1086 | 2.8 | 0.4 | 6 | 22.2222 | 1.7422
S38E146_RES_747 | Central | -37.8825 | 146.0553 | 510 | 12 | 2 | 1345 | 2.7 | 0.3 | 9 | 16.6667 | 1.7422
S38E146_RES_983 | Central | -37.8682 | 146.0596 | 532 | 11 | 2 | 1553 | 3.7 | 0.4 | 4 | 18.1818 | 1.7422
S38E146_RES_94 | Central | -37.9467 | 146.466 | 499 | 13 | 2 | 397 | 1 | 0.1 | 17 | 15.3846 | 1.7422
S38E146_RES_2911 | Central | -37.7875 | 146.5979 | 599 | 10 | 2 | 934 | 1.8 | 0.2 | 8 | 20 | 1.7422
S38E146_RES_2925 | Central | -37.7867 | 146.1589 | 891 | 14 | 2 | 432 | 1.2 | 0.2 | 15 | 14.2857 | 1.7422
S38E146_RES_2933 | Central | -37.7864 | 146.1836 | 1082 | 9 | 2 | 1408 | 4.5 | 0.7 | 3 | 22.2222 | 1.7422
S38E146_RES_2846 | Central | -37.7896 | 146.6007 | 597 | 10 | 2 | 760 | 1.1 | 0.1 | 18 | 20 | 1.7422
S38E146_RES_2896 | Central | -37.7883 | 146.2236 | 1269 | 10 | 2 | 914 | 2.1 | 0.2 | 7 | 20 | 1.7422
S38E146_RES_2899 | Central | -37.7881 | 146.2066 | 1161 | 9 | 2 | 790 | 2.1 | 0.3 | 6 | 22.2222 | 1.7422
S38E146_RES_2751 | Central | -37.7936 | 146.3265 | 1021 | 10 | 2 | 705 | 2.4 | 0.4 | 4 | 20 | 1.7422
S38E146_RES_2797 | Central | -37.7917 | 146.2108 | 1150 | 9 | 2 | 828 | 1.8 | 0.2 | 8 | 22.2222 | 1.7422
S38E146_RES_2808 | Central | -37.7914 | 146.1414 | 1041 | 11 | 2 | 926 | 1.9 | 0.2 | 10 | 18.1818 | 1.7422
S38E146_RES_3109 | Central | -37.7804 | 146.2881 | 1089 | 8 | 2 | 673 | 2.4 | 0.4 | 4 | 25 | 1.7422
S38E146_RES_3162 | Central | -37.7784 | 146.0119 | 742 | 10 | 2 | 594 | 1.9 | 0.3 | 6 | 20 | 1.7422
S38E146_RES_3102 | Central | -37.7806 | 146.0064 | 691 | 11 | 2 | 568 | 1.5 | 0.2 | 11 | 18.1818 | 1.7422
S38E146_RES_3002 | Central | -37.7839 | 146.2175 | 1240 | 11 | 2 | 1172 | 2.3 | 0.2 | 8 | 18.1818 | 1.7422
S38E146_RES_3025 | Central | -37.7831 | 146.2689 | 1258 | 13 | 2 | 599 | 1.3 | 0.1 | 16 | 15.3846 | 1.7422
S38E146_RES_3053 | Central | -37.7822 | 146.1967 | 1150 | 12 | 2 | 747 | 1.4 | 0.1 | 14 | 16.6667 | 1.7422
S38E146_RES_3056 | Central | -37.7822 | 146.0958 | 890 | 11 | 2 | 1056 | 3.4 | 0.5 | 4 | 18.1818 | 1.7422
S38E146_RES_3065 | Central | -37.7819 | 146.0089 | 690 | 9 | 2 | 883 | 2.4 | 0.3 | 5 | 22.2222 | 1.7422
S38E146_RES_2960 | Central | -37.7853 | 146.0456 | 780 | 11 | 2 | 445 | 1.4 | 0.2 | 9 | 18.1818 | 1.7422
S38E146_RES_2954 | Central | -37.7856 | 146.2819 | 1179 | 13 | 2 | 500 | 1.4 | 0.2 | 10 | 15.3846 | 1.7422
S38E146_RES_3286 | Central | -37.7758 | 146.2847 | 1051 | 11 | 2 | 791 | 2.3 | 0.3 | 6 | 18.1818 | 1.7422
S38E146_RES_3229 | Central | -37.7772 | 146.6462 | 441 | 9 | 2 | 482 | 1.5 | 0.2 | 7 | 22.2222 | 1.7422
S38E146_RES_3259 | Central | -37.7764 | 146.7806 | 510 | 9 | 2 | 847 | 2.6 | 0.4 | 4 | 22.2222 | 1.7422
S38E146_RES_3460 | Central | -37.7717 | 146.0006 | 830 | 8 | 2 | 958 | 2.6 | 0.3 | 5 | 25 | 1.7422
S38E146_RES_3409 | Central | -37.773 | 146.7767 | 519 | 16 | 2 | 1019 | 2 | 0.2 | 10 | 12.5 | 1.7422
S38E146_RES_3584 | Central | -37.7676 | 146.2408 | 1199 | 12 | 2 | 649 | 2 | 0.3 | 6 | 16.6667 | 1.7422
S38E146_RES_3527 | Central | -37.7697 | 146.2851 | 1011 | 11 | 2 | 476 | 2 | 0.4 | 6 | 18.1818 | 1.7422
S38E146_RES_3566 | Central | -37.7682 | 146.5485 | 1011 | 9 | 2 | 1304 | 3 | 0.3 | 4 | 22.2222 | 1.7422
S38E146_RES_3692 | Central | -37.7633 | 146.1912 | 1099 | 10 | 2 | 982 | 2.4 | 0.3 | 5 | 20 | 1.7422
S38E146_RES_3695 | Central | -37.7633 | 146.297 | 881 | 18 | 2 | 878 | 2.5 | 0.3 | 7 | 11.1111 | 1.7422
S38E146_RES_3742 | Central | -37.7619 | 146.5936 | 680 | 12 | 2 | 574 | 1.4 | 0.2 | 9 | 16.6667 | 1.7422
S38E146_RES_3778 | Central | -37.7604 | 146.2043 | 1145 | 14 | 2 | 957 | 1.7 | 0.2 | 12 | 14.2857 | 1.7422
S38E146_RES_3795 | Central | -37.7598 | 146.166 | 1049 | 9 | 2 | 1389 | 2.7 | 0.3 | 6 | 22.2222 | 1.7422
S38E146_RES_3847 | Central | -37.7572 | 146.1681 | 1050 | 9 | 2 | 1482 | 3.1 | 0.3 | 6 | 22.2222 | 1.7422
S38E146_RES_3773 | Central | -37.7606 | 146.2019 | 1151 | 15 | 2 | 859 | 1.6 | 0.2 | 12 | 13.3333 | 1.7422
S38E146_RES_3759 | Central | -37.7612 | 146.2642 | 1089 | 12 | 2 | 963 | 2.6 | 0.4 | 6 | 16.6667 | 1.7422
S38E146_RES_3768 | Central | -37.7607 | 146.584 | 661 | 11 | 2 | 525 | 1.8 | 0.3 | 7 | 18.1818 | 1.7422
S38E146_RES_3958 | Central | -37.7519 | 146.5597 | 840 | 11 | 2 | 284 | 0.9 | 0.1 | 14 | 18.1818 | 1.7422
S38E146_RES_3969 | Central | -37.7511 | 146.5492 | 1051 | 10 | 2 | 1502 | 4.2 | 0.6 | 3 | 20 | 1.7422
S38E146_RES_4000 | Central | -37.7494 | 146.1836 | 1051 | 9 | 2 | 1359 | 3.1 | 0.4 | 5 | 22.2222 | 1.7422
S38E146_RES_3870 | Central | -37.7566 | 146.2107 | 1199 | 14 | 2 | 594 | 1.6 | 0.2 | 9 | 14.2857 | 1.7422
S38E146_RES_3891 | Central | -37.7557 | 146.5793 | 711 | 11 | 2 | 543 | 1.6 | 0.2 | 8 | 18.1818 | 1.7422
S38E146_RES_3936 | Central | -37.7531 | 146.1987 | 1129 | 9 | 2 | 846 | 2.4 | 0.3 | 6 | 22.2222 | 1.7422
S38E146_RES_4118 | Central | -37.7422 | 146.2219 | 1170 | 12 | 2 | 1736 | 4.1 | 0.5 | 4 | 16.6667 | 1.7422
S38E146_RES_4126 | Central | -37.7416 | 146.5342 | 979 | 10 | 2 | 396 | 1 | 0.1 | 12 | 20 | 1.7422
S38E146_RES_4133 | Central | -37.7409 | 146.3015 | 990 | 17 | 2 | 1706 | 4 | 0.5 | 5 | 11.7647 | 1.7422
S38E146_RES_4139 | Central | -37.7406 | 146.1684 | 1011 | 11 | 2 | 525 | 1.4 | 0.2 | 10 | 18.1818 | 1.7422
S38E146_RES_4142 | Central | -37.7405 | 146.5469 | 1069 | 9 | 2 | 1725 | 4.1 | 0.5 | 4 | 22.2222 | 1.7422
S38E146_RES_4051 | Central | -37.7469 | 146.2476 | 1001 | 13 | 2 | 729 | 1.5 | 0.2 | 10 | 15.3846 | 1.7422
S38E146_RES_4052 | Central | -37.7469 | 146.573 | 858 | 11 | 2 | 544 | 1.4 | 0.2 | 9 | 18.1818 | 1.7422
S38E146_RES_4075 | Central | -37.7453 | 146.5473 | 1053 | 11 | 2 | 1297 | 3.2 | 0.4 | 5 | 18.1818 | 1.7422
S38E146_RES_4098 | Central | -37.7439 | 146.2424 | 1072 | 9 | 2 | 1013 | 2.8 | 0.4 | 4 | 22.2222 | 1.7422
S38E146_RES_4295 | Central | -37.7286 | 146.1692 | 1000 | 10 | 2 | 841 | 1.8 | 0.2 | 8 | 20 | 1.7422
S38E146_RES_4309 | Central | -37.7276 | 146.2135 | 1028 | 10 | 2 | 1032 | 2.1 | 0.2 | 7 | 20 | 1.7422
S38E146_RES_4314 | Central | -37.7271 | 146.2143 | 1020 | 9 | 2 | 1503 | 4.9 | 0.8 | 3 | 22.2222 | 1.7422
S38E146_RES_4163 | Central | -37.7391 | 146.5666 | 947 | 9 | 2 | 841 | 2.1 | 0.3 | 6 | 22.2222 | 1.7422
S38E146_RES_4187 | Central | -37.7376 | 146.5381 | 1032 | 14 | 2 | 797 | 2.2 | 0.3 | 8 | 14.2857 | 1.7422
S38E146_RES_4222 | Central | -37.7337 | 146.5419 | 1081 | 15 | 2 | 1470 | 2.7 | 0.2 | 9 | 13.3333 | 1.7422
S38E146_RES_4240 | Central | -37.7325 | 146.1665 | 1012 | 11 | 2 | 970 | 2.3 | 0.3 | 6 | 18.1818 | 1.7422
S38E146_RES_4535 | Central | -37.7092 | 146.7004 | 529 | 10 | 2 | 402 | 1.4 | 0.2 | 8 | 20 | 1.7422
S38E146_RES_4941 | Central | -37.6703 | 146.2131 | 930 | 10 | 2 | 495 | 1.9 | 0.4 | 5 | 20 | 1.7422
S38E146_RES_4974 | Central | -37.6675 | 146.5087 | 1201 | 9 | 2 | 747 | 1.9 | 0.3 | 6 | 22.2222 | 1.7422
S38E146_RES_5048 | Central | -37.6597 | 146.5083 | 1120 | 11 | 2 | 463 | 1.4 | 0.2 | 7 | 18.1818 | 1.7422
S38E146_RES_5094 | Central | -37.6559 | 146.5311 | 1129 | 10 | 2 | 568 | 1.7 | 0.2 | 7 | 20 | 1.7422
S38E146_RES_5176 | Central | -37.6505 | 146.4795 | 1139 | 10 | 2 | 278 | 1 | 0.2 | 9 | 20 | 1.7422
S38E146_RES_5204 | Central | -37.6489 | 146.4932 | 1251 | 11 | 2 | 1546 | 3 | 0.3 | 6 | 18.1818 | 1.7422
S38E146_RES_5216 | Central | -37.6482 | 146.135 | 1142 | 18 | 2 | 1835 | 2.3 | 0.1 | 15 | 11.1111 | 1.7422
S38E146_RES_5164 | Central | -37.6517 | 146.4867 | 1180 | 17 | 2 | 445 | 1.2 | 0.2 | 14 | 11.7647 | 1.7422
S38E146_RES_5146 | Central | -37.6528 | 146.0808 | 1070 | 9 | 2 | 1186 | 2.9 | 0.4 | 5 | 22.2222 | 1.7422
S38E146_RES_5274 | Central | -37.642 | 146.0244 | 929 | 16 | 2 | 649 | 1.7 | 0.2 | 11 | 12.5 | 1.7422
S38E146_RES_5298 | Central | -37.6408 | 146.1763 | 1122 | 14 | 2 | 1279 | 2.9 | 0.3 | 7 | 14.2857 | 1.7422
S38E146_RES_5264 | Central | -37.6429 | 146.122 | 1127 | 9 | 2 | 1384 | 3 | 0.3 | 5 | 22.2222 | 1.7422
S38E146_RES_5346 | Central | -37.6379 | 146.1446 | 1141 | 21 | 2 | 1125 | 1.7 | 0.1 | 18 | 9.5238 | 1.7422
S38E146_RES_5347 | Central | -37.6378 | 146.0275 | 920 | 11 | 2 | 420 | 1.1 | 0.1 | 13 | 18.1818 | 1.7422
S38E146_RES_5390 | Central | -37.6356 | 146.0196 | 892 | 9 | 2 | 792 | 2.9 | 0.5 | 4 | 22.2222 | 1.7422
S38E146_RES_5319 | Central | -37.64 | 146.0328 | 970 | 16 | 2 | 1063 | 1.8 | 0.2 | 11 | 12.5 | 1.7422
S38E146_RES_5516 | Central | -37.63 | 146.1187 | 1149 | 20 | 2 | 2798 | 3.4 | 0.2 | 10 | 10 | 1.7422
S38E146_RES_10011 | Central | -37.3906 | 146.8079 | 1359 | 11 | 2 | 1855 | 3.6 | 0.4 | 5 | 18.1818 | 1.7422
S38E146_RES_10017 | Central | -37.3903 | 146.7829 | 1321 | 9 | 2 | 1132 | 3.1 | 0.4 | 5 | 22.2222 | 1.7422
S38E146_RES_10338 | Central | -37.35 | 146.2719 | 770 | 16 | 2 | 514 | 1.5 | 0.2 | 11 | 12.5 | 1.7422
S38E146_RES_10529 | Central | -37.3261 | 146.44 | 850 | 10 | 2 | 470 | 1.3 | 0.2 | 9 | 20 | 1.7422
S38E146_RES_10680 | Central | -37.2989 | 146.4602 | 1211 | 15 | 2 | 613 | 1.8 | 0.3 | 9 | 13.3333 | 1.7422
S38E146_RES_10813 | Central | -37.2686 | 146.4559 | 1019 | 10 | 2 | 1039 | 2.2 | 0.2 | 8 | 20 | 1.7422
S38E146_RES_10838 | Central | -37.2648 | 146.5572 | 1221 | 9 | 2 | 452 | 1.6 | 0.3 | 6 | 22.2222 | 1.7422
S38E146_RES_11088 | Central | -37.1992 | 146.9716 | 899 | 9 | 2 | 427 | 1.5 | 0.2 | 6 | 22.2222 | 1.7422
S38E146_RES_11149 | Central | -37.1897 | 146.2794 | 960 | 11 | 2 | 538 | 1.5 | 0.2 | 7 | 18.1818 | 1.7422
S38E146_RES_11404 | Central | -37.1639 | 146.9546 | 1388 | 11 | 2 | 1337 | 3.6 | 0.5 | 4 | 18.1818 | 1.7422
S38E146_RES_11441 | Central | -37.1605 | 146.2922 | 779 | 9 | 2 | 452 | 1.5 | 0.2 | 7 | 22.2222 | 1.7422
S38E146_RES_11516 | Central | -37.1514 | 146.3683 | 870 | 12 | 2 | 433 | 1.5 | 0.3 | 9 | 16.6667 | 1.7422
S38E146_RES_11586 | Central | -37.1419 | 146.3303 | 970 | 12 | 2 | 842 | 2.1 | 0.3 | 7 | 16.6667 | 1.7422
S38E146_RES_11725 | Central | -37.1306 | 146.5517 | 1101 | 9 | 2 | 687 | 1.9 | 0.3 | 6 | 22.2222 | 1.7422
S38E146_RES_11759 | Central | -37.1272 | 146.5251 | 1281 | 10 | 2 | 668 | 2.3 | 0.4 | 5 | 20 | 1.7422
S38E146_RES_11920 | Central | -37.1 | 146.4636 | 1340 | 12 | 2 | 1232 | 3 | 0.4 | 6 | 16.6667 | 1.7422
S38E146_RES_11985 | Central | -37.0928 | 146.402 | 1199 | 11 | 2 | 421 | 1.2 | 0.2 | 10 | 18.1818 | 1.7422
S38E146_RES_12146 | Central | -37.0686 | 146.3171 | 799 | 14 | 2 | 1282 | 3.1 | 0.4 | 6 | 14.2857 | 1.7422
S38E146_RES_12171 | Central | -37.0669 | 146.3154 | 789 | 10 | 2 | 1133 | 2.4 | 0.3 | 6 | 20 | 1.7422
S38E146_RES_12247 | Central | -37.0576 | 146.3205 | 892 | 10 | 2 | 1863 | 4.6 | 0.6 | 3 | 20 | 1.7422
S38E146_RES_12262 | Central | -37.0553 | 146.315 | 850 | 10 | 2 | 1009 | 2.5 | 0.3 | 5 | 20 | 1.7422
S38E146_RES_12281 | Central | -37.0528 | 146.3197 | 900 | 10 | 2 | 1387 | 3.8 | 0.5 | 3 | 20 | 1.7422
S38E146_RES_12300 | Central | -37.0513 | 146.2445 | 738 | 10 | 2 | 935 | 1.9 | 0.2 | 8 | 20 | 1.7422
S38E146_RES_12330 | Central | -37.0498 | 146.3974 | 981 | 10 | 2 | 1263 | 3.4 | 0.4 | 4 | 20 | 1.7422
S38E146_RES_12344 | Central | -37.0492 | 146.3192 | 920 | 12 | 2 | 1455 | 3.2 | 0.4 | 5 | 16.6667 | 1.7422
S38E146_RES_12371 | Central | -37.0471 | 146.3185 | 922 | 9 | 2 | 891 | 2.1 | 0.3 | 6 | 22.2222 | 1.7422
S38E146_RES_12381 | Central | -37.0462 | 146.399 | 979 | 10 | 2 | 984 | 1.6 | 0.1 | 13 | 20 | 1.7422
S38E146_RES_12383 | Central | -37.0461 | 146.4025 | 1020 | 11 | 2 | 377 | 1 | 0.1 | 13 | 18.1818 | 1.7422
S38E146_RES_12473 | Central | -37.0401 | 146.3241 | 1011 | 11 | 2 | 1467 | 4 | 0.5 | 4 | 18.1818 | 1.7422
S38E146_RES_12474 | Central | -37.0401 | 146.4108 | 1121 | 10 | 2 | 885 | 2.2 | 0.3 | 6 | 20 | 1.7422
S38E146_RES_12480 | Central | -37.0397 | 146.4041 | 1062 | 14 | 2 | 860 | 2 | 0.2 | 10 | 14.2857 | 1.7422
S38E146_RES_12493 | Central | -37.0381 | 146.3814 | 940 | 15 | 2 | 1164 | 2.1 | 0.2 | 11 | 13.3333 | 1.7422
S38E146_RES_12572 | Central | -37.0308 | 146.3944 | 1000 | 12 | 2 | 743 | 1.9 | 0.2 | 9 | 16.6667 | 1.7422
S38E146_RES_12602 | Central | -37.0297 | 146.286 | 799 | 11 | 2 | 569 | 1.4 | 0.2 | 9 | 18.1818 | 1.7422
S38E146_RES_12639 | Central | -37.0273 | 146.4034 | 1089 | 9 | 2 | 1269 | 4.2 | 0.7 | 3 | 22.2222 | 1.7422
S38E146_RES_12642 | Central | -37.0272 | 146.2924 | 779 | 9 | 2 | 390 | 1.4 | 0.2 | 7 | 22.2222 | 1.7422
S38E146_RES_12724 | Central | -37.0191 | 146.3079 | 903 | 17 | 2 | 1498 | 2.9 | 0.3 | 9 | 11.7647 | 1.7422
S38E146_RES_12769 | Central | -37.0139 | 146.2828 | 860 | 13 | 2 | 1158 | 2.2 | 0.2 | 8 | 15.3846 | 1.7422
S38E146_RES_5584 | Central | -37.6264 | 146.1643 | 1162 | 13 | 2 | 1589 | 3.3 | 0.3 | 6 | 15.3846 | 1.7422
S38E146_RES_5591 | Central | -37.626 | 146.1713 | 1169 | 13 | 2 | 730 | 1.2 | 0.1 | 19 | 15.3846 | 1.7422
S38E146_RES_5656 | Central | -37.6227 | 146.0356 | 941 | 14 | 2 | 902 | 1.8 | 0.2 | 10 | 14.2857 | 1.7422
S38E146_RES_5683 | Central | -37.6215 | 146.369 | 957 | 10 | 2 | 482 | 1.4 | 0.2 | 9 | 20 | 1.7422
S38E146_RES_5708 | Central | -37.6201 | 146.151 | 1189 | 15 | 2 | 1793 | 2.8 | 0.2 | 8 | 13.3333 | 1.7422
S38E146_RES_5717 | Central | -37.6197 | 146.3714 | 960 | 11 | 2 | 501 | 1.5 | 0.2 | 8 | 18.1818 | 1.7422
S38E146_RES_5787 | Central | -37.6161 | 146.118 | 1041 | 15 | 2 | 408 | 1 | 0.1 | 17 | 13.3333 | 1.7422
S38E146_RES_5822 | Central | -37.614 | 146.4693 | 957 | 11 | 2 | 371 | 0.9 | 0.1 | 17 | 18.1818 | 1.7422
S38E146_RES_5939 | Central | -37.6076 | 146.1269 | 1159 | 9 | 2 | 1632 | 5.1 | 0.8 | 3 | 22.2222 | 1.7422
S38E146_RES_5953 | Central | -37.6069 | 146.4706 | 900 | 11 | 2 | 420 | 1.4 | 0.2 | 8 | 18.1818 | 1.7422
S38E146_RES_6020 | Central | -37.6029 | 146.1488 | 1158 | 9 | 2 | 1452 | 3 | 0.3 | 5 | 22.2222 | 1.7422
S38E146_RES_6124 | Central | -37.5986 | 146.26 | 860 | 11 | 2 | 433 | 1.4 | 0.2 | 9 | 18.1818 | 1.7422
S38E146_RES_6131 | Central | -37.5982 | 146.3993 | 1221 | 13 | 2 | 599 | 1.6 | 0.2 | 9 | 15.3846 | 1.7422
S38E146_RES_6132 | Central | -37.5982 | 146.4448 | 998 | 11 | 2 | 353 | 0.8 | 0.1 | 16 | 18.1818 | 1.7422
S38E146_RES_6144 | Central | -37.5972 | 146.4217 | 980 | 9 | 2 | 303 | 0.9 | 0.1 | 11 | 22.2222 | 1.7422
S38E146_RES_6283 | Central | -37.5914 | 146.3845 | 999 | 10 | 2 | 328 | 1 | 0.2 | 12 | 20 | 1.7422
S38E146_RES_6324 | Central | -37.5897 | 146.4839 | 1160 | 16 | 2 | 1545 | 2.8 | 0.3 | 9 | 12.5 | 1.7422
S38E146_RES_6404 | Central | -37.5848 | 146.4881 | 1179 | 9 | 2 | 742 | 2.2 | 0.3 | 5 | 22.2222 | 1.7422
S38E146_RES_6408 | Central | -37.5847 | 146.515 | 1150 | 14 | 2 | 804 | 2.1 | 0.3 | 7 | 14.2857 | 1.7422
S38E146_RES_6462 | Central | -37.5797 | 146.9645 | 671 | 10 | 2 | 346 | 1.2 | 0.2 | 8 | 20 | 1.7422
S38E146_RES_6505 | Central | -37.5768 | 146.5044 | 1251 | 10 | 2 | 1459 | 3.1 | 0.3 | 5 | 20 | 1.7422
S38E146_RES_6582 | Central | -37.5678 | 146.4733 | 850 | 13 | 2 | 359 | 1 | 0.1 | 16 | 15.3846 | 1.7422
S38E146_RES_6603 | Central | -37.5658 | 146.5072 | 1160 | 19 | 2 | 495 | 1.6 | 0.2 | 9 | 10.5263 | 1.7422
S38E146_RES_6636 | Central | -37.5633 | 146.4962 | 1179 | 17 | 2 | 1132 | 1.8 | 0.1 | 15 | 11.7647 | 1.7422
S38E146_RES_6659 | Central | -37.5617 | 146.5 | 1220 | 9 | 2 | 1206 | 3.4 | 0.5 | 4 | 22.2222 | 1.7422
S38E146_RES_6958 | Central | -37.54 | 146.424 | 909 | 11 | 2 | 1076 | 2.5 | 0.3 | 7 | 18.1818 | 1.7422
S38E146_RES_6969 | Central | -37.5395 | 146.4348 | 1098 | 9 | 2 | 1552 | 3.7 | 0.4 | 4 | 22.2222 | 1.7422
S38E146_RES_6995 | Central | -37.5378 | 146.3631 | 798 | 10 | 2 | 420 | 1.4 | 0.2 | 7 | 20 | 1.7422
S38E146_RES_7018 | Central | -37.5356 | 146.4722 | 1211 | 9 | 2 | 1576 | 4 | 0.5 | 4 | 22.2222 | 1.7422
S38E146_RES_7046 | Central | -37.5336 | 146.1399 | 859 | 14 | 2 | 377 | 1 | 0.1 | 16 | 14.2857 | 1.7422
S38E146_RES_7180 | Central | -37.5253 | 146.4331 | 1070 | 9 | 2 | 928 | 2.7 | 0.4 | 5 | 22.2222 | 1.7422
S38E146_RES_7232 | Central | -37.521 | 146.2086 | 881 | 9 | 2 | 352 | 1.3 | 0.2 | 7 | 22.2222 | 1.7422
S38E146_RES_7247 | Central | -37.5197 | 146.2155 | 881 | 11 | 2 | 359 | 1.2 | 0.2 | 8 | 18.1818 | 1.7422
S38E146_RES_7334 | Central | -37.5153 | 146.2229 | 879 | 11 | 2 | 377 | 1 | 0.1 | 14 | 18.1818 | 1.7422
S38E146_RES_7344 | Central | -37.5147 | 146.156 | 939 | 9 | 2 | 322 | 0.9 | 0.1 | 11 | 22.2222 | 1.7422
S38E146_RES_7347 | Central | -37.5145 | 146.2161 | 819 | 10 | 2 | 334 | 1 | 0.1 | 12 | 20 | 1.7422
S38E146_RES_7458 | Central | -37.5089 | 146.19 | 810 | 10 | 2 | 395 | 1.2 | 0.2 | 9 | 20 | 1.7422
S38E146_RES_7469 | Central | -37.5086 | 146.9933 | 1161 | 9 | 2 | 692 | 1.7 | 0.2 | 8 | 22.2222 | 1.7422
S38E146_RES_7599 | Central | -37.5022 | 146.9793 | 1089 | 10 | 2 | 1032 | 2.9 | 0.4 | 4 | 20 | 1.7422
S38E146_RES_7670 | Central | -37.4992 | 146.5205 | 651 | 10 | 2 | 723 | 1.8 | 0.2 | 8 | 20 | 1.7422
S38E146_RES_7727 | Central | -37.4976 | 146.3624 | 952 | 11 | 2 | 575 | 2 | 0.3 | 6 | 18.1818 | 1.7422
S38E146_RES_7730 | Central | -37.4976 | 146.9152 | 1171 | 10 | 2 | 797 | 2.1 | 0.3 | 6 | 20 | 1.7422
S38E146_RES_7839 | Central | -37.4939 | 146.5244 | 721 | 10 | 2 | 625 | 1.6 | 0.2 | 8 | 20 | 1.7422
S38E146_RES_7863 | Central | -37.4932 | 146.7092 | 1131 | 11 | 2 | 989 | 2.8 | 0.4 | 6 | 18.1818 | 1.7422
S38E146_RES_7888 | Central | -37.4917 | 146.9951 | 1158 | 13 | 2 | 1045 | 2.6 | 0.3 | 6 | 15.3846 | 1.7422
S38E146_RES_7905 | Central | -37.4908 | 146.3606 | 959 | 13 | 2 | 352 | 1.1 | 0.2 | 13 | 15.3846 | 1.7422
S38E146_RES_7914 | Central | -37.4903 | 146.9767 | 1030 | 10 | 2 | 921 | 3.4 | 0.6 | 3 | 20 | 1.7422
S38E146_RES_8104 | Central | -37.4847 | 146.979 | 1021 | 9 | 2 | 1199 | 4.2 | 0.7 | 3 | 22.2222 | 1.7422
S38E146_RES_8130 | Central | -37.4834 | 146.3982 | 959 | 9 | 2 | 396 | 1.3 | 0.2 | 7 | 22.2222 | 1.7422
S38E146_RES_8206 | Central | -37.4808 | 146.9721 | 1071 | 12 | 2 | 754 | 2.2 | 0.3 | 6 | 16.6667 | 1.7422
S38E146_RES_8214 | Central | -37.4803 | 146.7108 | 1300 | 11 | 2 | 2139 | 4.8 | 0.5 | 4 | 18.1818 | 1.7422
S38E146_RES_8266 | Central | -37.4779 | 146.3482 | 849 | 12 | 2 | 316 | 1 | 0.2 | 13 | 16.6667 | 1.7422
S38E146_RES_8275 | Central | -37.4776 | 146.5228 | 789 | 14 | 2 | 1385 | 3.3 | 0.4 | 5 | 14.2857 | 1.7422
S38E146_RES_8407 | Central | -37.4703 | 146.8076 | 989 | 13 | 2 | 371 | 0.9 | 0.1 | 19 | 15.3846 | 1.7422
S38E146_RES_8630 | Central | -37.4559 | 146.5286 | 839 | 9 | 2 | 1447 | 3.7 | 0.5 | 3 | 22.2222 | 1.7422
S38E146_RES_8711 | Central | -37.4508 | 146.7875 | 940 | 9 | 2 | 550 | 2 | 0.4 | 5 | 22.2222 | 1.7422
S38E146_RES_8772 | Central | -37.4482 | 146.7602 | 1431 | 12 | 2 | 1614 | 4 | 0.5 | 4 | 16.6667 | 1.7422
S38E146_RES_8802 | Central | -37.4469 | 146.8528 | 1170 | 13 | 2 | 1144 | 2.8 | 0.3 | 6 | 15.3846 | 1.7422
S38E146_RES_8824 | Central | -37.4461 | 146.5231 | 800 | 9 | 2 | 1496 | 4.8 | 0.8 | 3 | 22.2222 | 1.7422
S38E146_RES_8858 | Central | -37.4448 | 146.7634 | 1469 | 12 | 2 | 1502 | 2.9 | 0.3 | 6 | 16.6667 | 1.7422
S38E146_RES_8948 | Central | -37.4417 | 146.8269 | 1470 | 18 | 2 | 2146 | 3.4 | 0.3 | 9 | 11.1111 | 1.7422
S38E146_RES_8978 | Central | -37.44 | 146.5186 | 730 | 15 | 2 | 649 | 1.9 | 0.3 | 8 | 13.3333 | 1.7422
S38E146_RES_9048 | Central | -37.4367 | 146.787 | 1079 | 12 | 2 | 482 | 1.3 | 0.2 | 11 | 16.6667 | 1.7422
S38E146_RES_9083 | Central | -37.4353 | 146.4567 | 980 | 9 | 2 | 1385 | 3.6 | 0.5 | 4 | 22.2222 | 1.7422
S38E146_RES_9144 | Central | -37.4332 | 146.2794 | 731 | 8 | 2 | 464 | 1.6 | 0.3 | 6 | 25 | 1.7422
S38E146_RES_9179 | Central | -37.4317 | 146.5203 | 840 | 13 | 2 | 891 | 2.4 | 0.3 | 7 | 15.3846 | 1.7422
S38E146_RES_9223 | Central | -37.4292 | 146.5167 | 860 | 15 | 2 | 1268 | 2.9 | 0.3 | 8 | 13.3333 | 1.7422
S38E146_RES_9238 | Central | -37.4288 | 146.8177 | 1501 | 12 | 2 | 2015 | 3.2 | 0.3 | 6 | 16.6667 | 1.7422
S38E146_RES_9395 | Central | -37.422 | 146.7921 | 1361 | 15 | 2 | 1237 | 1.6 | 0.1 | 15 | 13.3333 | 1.7422
S38E146_RES_9470 | Central | -37.4172 | 146.8267 | 1431 | 16 | 2 | 2084 | 3.8 | 0.3 | 7 | 12.5 | 1.7422
S38E146_RES_9512 | Central | -37.4153 | 146.5133 | 1000 | 9 | 2 | 1446 | 4.7 | 0.8 | 3 | 22.2222 | 1.7422
S38E146_RES_9540 | Central | -37.4142 | 146.48 | 890 | 8 | 2 | 1348 | 3.1 | 0.4 | 4 | 25 | 1.7422
S38E146_RES_9565 | Central | -37.4129 | 146.834 | 1333 | 9 | 2 | 1045 | 2.7 | 0.4 | 5 | 22.2222 | 1.7422
S38E146_RES_9591 | Central | -37.4111 | 146.8039 | 1320 | 17 | 2 | 371 | 1 | 0.1 | 16 | 11.7647 | 1.7422
S38E146_RES_9632 | Central | -37.4088 | 146.8273 | 1401 | 9 | 2 | 1695 | 3.7 | 0.4 | 4 | 22.2222 | 1.7422
S38E146_RES_9677 | Central | -37.4072 | 146.5113 | 909 | 12 | 2 | 365 | 0.9 | 0.1 | 15 | 16.6667 | 1.7422
S38E146_RES_9720 | Central | -37.4051 | 146.4838 | 941 | 12 | 2 | 1107 | 3 | 0.4 | 5 | 16.6667 | 1.7422
S38E146_RES_9777 | Central | -37.4023 | 146.8067 | 1228 | 13 | 2 | 309 | 0.9 | 0.1 | 16 | 15.3846 | 1.7422
S38E146_RES_9780 | Central | -37.4019 | 146.7847 | 1290 | 15 | 2 | 501 | 1.1 | 0.1 | 14 | 13.3333 | 1.7422
S38E146_RES_9787 | Central | -37.4017 | 146.8392 | 1310 | 9 | 2 | 1434 | 3.6 | 0.5 | 4 | 22.2222 | 1.7422
S38E146_RES_9916 | Central | -37.395 | 146.4827 | 991 | 13 | 2 | 1330 | 2.8 | 0.3 | 7 | 15.3846 | 1.7422
S38E146_RES_9930 | Central | -37.3944 | 146.8491 | 1169 | 9 | 2 | 841 | 2.3 | 0.3 | 5 | 22.2222 | 1.7422
S38E146_RES_9933 | Central | -37.3942 | 146.3669 | 860 | 10 | 2 | 377 | 1.2 | 0.2 | 10 | 20 | 1.7422
S38E147_RES_1093 | Central | -37.4789 | 147.9028 | 600 | 11 | 2 | 421 | 1.3 | 0.2 | 8 | 18.1818 | 1.7422
S38E147_RES_1207 | Central | -37.4697 | 147.6978 | 630 | 12 | 2 | 426 | 1.3 | 0.2 | 10 | 16.6667 | 1.7422
S38E147_RES_123 | Central | -37.622 | 147.0603 | 599 | 9 | 2 | 661 | 2.2 | 0.4 | 4 | 22.2222 | 1.7422
S38E147_RES_1238 | Central | -37.4682 | 147.0441 | 1248 | 14 | 2 | 1724 | 3.9 | 0.4 | 6 | 14.2857 | 1.7422
S38E147_RES_1259 | Central | -37.4663 | 147.0179 | 1192 | 13 | 2 | 1570 | 4.3 | 0.6 | 4 | 15.3846 | 1.7422
S38E147_RES_1306 | Central | -37.4633 | 147.0288 | 1221 | 9 | 2 | 1410 | 3.5 | 0.4 | 4 | 22.2222 | 1.7422
S38E147_RES_1342 | Central | -37.4612 | 147.3303 | 551 | 9 | 2 | 488 | 1.6 | 0.2 | 6 | 22.2222 | 1.7422
S38E147_RES_1487 | Central | -37.45 | 147.6696 | 772 | 13 | 2 | 829 | 2.4 | 0.4 | 7 | 15.3846 | 1.7422
S38E147_RES_152 | Central | -37.6122 | 147.0589 | 630 | 11 | 2 | 742 | 2.3 | 0.4 | 6 | 18.1818 | 1.7422
S38E147_RES_1567 | Central | -37.4372 | 147.6742 | 710 | 10 | 2 | 303 | 0.9 | 0.1 | 11 | 20 | 1.7422
S38E147_RES_1587 | Central | -37.435 | 147.6592 | 830 | 12 | 2 | 526 | 1.6 | 0.2 | 8 | 16.6667 | 1.7422
S38E147_RES_1643 | Central | -37.4289 | 147.4847 | 700 | 12 | 2 | 390 | 1.1 | 0.2 | 11 | 16.6667 | 1.7422
S38E147_RES_1883 | Central | -37.4142 | 147.4859 | 659 | 11 | 2 | 433 | 1.2 | 0.2 | 12 | 18.1818 | 1.7422
S38E147_RES_1911 | Central | -37.4131 | 147.6358 | 878 | 10 | 2 | 1496 | 3.7 | 0.4 | 4 | 20 | 1.7422
S38E147_RES_1933 | Central | -37.4123 | 147.5058 | 823 | 11 | 2 | 971 | 2.3 | 0.3 | 9 | 18.1818 | 1.7422
S38E147_RES_1952 | Central | -37.4114 | 147.6047 | 700 | 12 | 2 | 322 | 1 | 0.1 | 14 | 16.6667 | 1.7422
S38E147_RES_1992 | Central | -37.4097 | 147.2009 | 831 | 12 | 2 | 476 | 1.4 | 0.2 | 11 | 16.6667 | 1.7422
S38E147_RES_204 | Central | -37.6011 | 147.2797 | 470 | 14 | 2 | 408 | 1.1 | 0.2 | 14 | 14.2857 | 1.7422
S38E147_RES_2100 | Central | -37.4042 | 147.5197 | 871 | 15 | 2 | 1508 | 3 | 0.3 | 8 | 13.3333 | 1.7422
S38E147_RES_2123 | Central | -37.4035 | 147.4787 | 659 | 11 | 2 | 476 | 1.2 | 0.2 | 12 | 18.1818 | 1.7422
S38E147_RES_2164 | Central | -37.4017 | 147.1639 | 991 | 9 | 2 | 1150 | 2.9 | 0.4 | 5 | 22.2222 | 1.7422
S38E147_RES_2227 | Central | -37.3996 | 147.5293 | 937 | 12 | 2 | 711 | 1.5 | 0.1 | 13 | 16.6667 | 1.7422
S38E147_RES_2239 | Central | -37.3994 | 147.2201 | 631 | 9 | 2 | 347 | 0.9 | 0.1 | 13 | 22.2222 | 1.7422
S38E147_RES_2256 | Central | -37.3992 | 147.5356 | 980 | 12 | 2 | 965 | 2.3 | 0.3 | 8 | 16.6667 | 1.7422
S38E147_RES_2302 | Central | -37.398 | 147.7236 | 639 | 9 | 2 | 291 | 1 | 0.2 | 9 | 22.2222 | 1.7422
S38E147_RES_2309 | Central | -37.3977 | 147.1658 | 941 | 12 | 2 | 427 | 1.4 | 0.2 | 8 | 16.6667 | 1.7422
S38E147_RES_2377 | Central | -37.3944 | 147.7486 | 570 | 10 | 2 | 198 | 0.7 | 0.1 | 13 | 20 | 1.7422
S38E147_RES_2394 | Central | -37.3938 | 147.7207 | 686 | 14 | 2 | 383 | 1 | 0.1 | 15 | 14.2857 | 1.7422
S38E147_RES_2435 | Central | -37.3924 | 147.5721 | 789 | 15 | 2 | 563 | 1.3 | 0.2 | 14 | 13.3333 | 1.7422
S38E147_RES_2441 | Central | -37.3922 | 147.7399 | 681 | 9 | 2 | 322 | 1 | 0.1 | 13 | 22.2222 | 1.7422
S38E147_RES_251 | Central | -37.5979 | 147.2936 | 441 | 14 | 2 | 451 | 1.2 | 0.2 | 13 | 14.2857 | 1.7422
S38E147_RES_2537 | Central | -37.3886 | 147.5867 | 810 | 10 | 2 | 798 | 2.4 | 0.4 | 6 | 20 | 1.7422
S38E147_RES_2542 | Central | -37.3884 | 147.7208 | 731 | 9 | 2 | 513 | 1.5 | 0.2 | 7 | 22.2222 | 1.7422
S38E147_RES_304 | Central | -37.5917 | 147.0539 | 770 | 12 | 2 | 470 | 1.5 | 0.2 | 9 | 16.6667 | 1.7422
S38E147_RES_310 | Central | -37.5913 | 147.0616 | 719 | 17 | 2 | 779 | 1.6 | 0.2 | 15 | 11.7647 | 1.7422
S38E147_RES_600 | Central | -37.5219 | 147.7175 | 770 | 10 | 2 | 1483 | 2.7 | 0.2 | 7 | 20 | 1.7422
S38E147_RES_648 | Central | -37.5165 | 147.9498 | 388 | 13 | 2 | 482 | 1.4 | 0.2 | 10 | 15.3846 | 1.7422
S38E147_RES_649 | Central | -37.5165 | 147.9055 | 572 | 16 | 2 | 544 | 1.4 | 0.2 | 9 | 12.5 | 1.7422
S38E147_RES_782 | Central | -37.5058 | 147.9678 | 420 | 13 | 2 | 501 | 1.7 | 0.3 | 9 | 15.3846 | 1.7422
S38E147_RES_791 | Central | -37.5045 | 147.9744 | 411 | 9 | 2 | 736 | 2.3 | 0.3 | 5 | 22.2222 | 1.7422
S38E147_RES_949 | Central | -37.489 | 147.0168 | 1169 | 10 | 2 | 946 | 2.7 | 0.4 | 5 | 20 | 1.7422
S38E147_RES_971 | Central | -37.4872 | 147.0019 | 1170 | 13 | 2 | 1280 | 3.1 | 0.4 | 5 | 15.3846 | 1.7422
S38E147_RES_2585 | Central | -37.3867 | 147.7419 | 649 | 13 | 2 | 340 | 1 | 0.2 | 15 | 15.3846 | 1.7422
S38E147_RES_2658 | Central | -37.384 | 147.6874 | 732 | 10 | 2 | 433 | 1.5 | 0.2 | 7 | 20 | 1.7422
S38E147_RES_2686 | Central | -37.3829 | 147.1749 | 997 | 11 | 2 | 421 | 1.1 | 0.1 | 13 | 18.1818 | 1.7422
S38E147_RES_2711 | Central | -37.3819 | 147.7037 | 861 | 11 | 2 | 1299 | 3.2 | 0.4 | 6 | 18.1818 | 1.7422
S38E147_RES_2717 | Central | -37.3813 | 147.6849 | 758 | 13 | 2 | 655 | 1.9 | 0.3 | 8 | 15.3846 | 1.7422
S38E147_RES_2774 | Central | -37.3796 | 147.9399 | 667 | 16 | 2 | 458 | 1.2 | 0.2 | 14 | 12.5 | 1.7422
S38E147_RES_2819 | Central | -37.3781 | 147.1689 | 1060 | 10 | 2 | 693 | 2.4 | 0.4 | 5 | 20 | 1.7422
S38E147_RES_2878 | Central | -37.3761 | 147.6483 | 840 | 11 | 2 | 563 | 1.6 | 0.2 | 7 | 18.1818 | 1.7422
S38E147_RES_2894 | Central | -37.3757 | 147.5207 | 1086 | 18 | 2 | 544 | 1 | 0.1 | 22 | 11.1111 | 1.7422
S38E147_RES_2961 | Central | -37.3737 | 147.9356 | 721 | 9 | 2 | 804 | 2.6 | 0.4 | 4 | 22.2222 | 1.7422
S38E147_RES_3075 | Central | -37.3701 | 147.671 | 778 | 15 | 2 | 483 | 1.6 | 0.3 | 8 | 13.3333 | 1.7422
S38E147_RES_3119 | Central | -37.3692 | 147.9468 | 741 | 9 | 2 | 483 | 1.9 | 0.4 | 5 | 22.2222 | 1.7422
S38E147_RES_3227 | Central | -37.3659 | 147.6097 | 931 | 13 | 2 | 680 | 2.1 | 0.3 | 6 | 15.3846 | 1.7422
S38E147_RES_3243 | Central | -37.3653 | 147.6369 | 970 | 9 | 2 | 909 | 1.8 | 0.2 | 8 | 22.2222 | 1.7422
S38E147_RES_3357 | Central | -37.3615 | 147.6425 | 909 | 12 | 2 | 742 | 2.1 | 0.3 | 7 | 16.6667 | 1.7422
S38E147_RES_3505 | Central | -37.3569 | 147.5041 | 1141 | 11 | 2 | 1206 | 3.1 | 0.4 | 5 | 18.1818 | 1.7422
S38E147_RES_3545 | Central | -37.3558 | 147.1861 | 1020 | 14 | 2 | 507 | 1.5 | 0.2 | 10 | 14.2857 | 1.7422
S38E147_RES_3590 | Central | -37.3545 | 147.6366 | 849 | 15 | 2 | 693 | 1.5 | 0.2 | 12 | 13.3333 | 1.7422
S38E147_RES_3615 | Central | -37.3538 | 147.6403 | 862 | 13 | 2 | 1188 | 4.1 | 0.7 | 3 | 15.3846 | 1.7422
S38E147_RES_3641 | Central | -37.3532 | 147.4874 | 1087 | 13 | 2 | 1119 | 1.8 | 0.1 | 11 | 15.3846 | 1.7422
S38E147_RES_3683 | Central | -37.3524 | 147.5327 | 1051 | 16 | 2 | 1082 | 2.7 | 0.3 | 7 | 12.5 | 1.7422
S38E147_RES_3693 | Central | -37.3522 | 147.5811 | 1000 | 10 | 2 | 1008 | 3.1 | 0.5 | 5 | 20 | 1.7422
S38E147_RES_3799 | Central | -37.3493 | 147.6493 | 867 | 14 | 2 | 625 | 1.5 | 0.2 | 11 | 14.2857 | 1.7422
S38E147_RES_3800 | Central | -37.3492 | 147.1606 | 1121 | 10 | 2 | 891 | 2.4 | 0.3 | 5 | 20 | 1.7422
S38E147_RES_3819 | Central | -37.3486 | 147.5236 | 1030 | 10 | 2 | 1182 | 3.5 | 0.5 | 4 | 20 | 1.7422
S38E147_RES_3865 | Central | -37.3471 | 147.6125 | 921 | 16 | 2 | 829 | 1.8 | 0.2 | 11 | 12.5 | 1.7422
S38E147_RES_3895 | Central | -37.3461 | 147.5181 | 1030 | 9 | 2 | 1021 | 3.8 | 0.7 | 3 | 22.2222 | 1.7422
S38E147_RES_3940 | Central | -37.3444 | 147.5461 | 1061 | 14 | 2 | 408 | 1.1 | 0.1 | 15 | 14.2857 | 1.7422
S38E147_RES_3977 | Central | -37.3432 | 147.5014 | 1007 | 11 | 2 | 563 | 1.6 | 0.2 | 8 | 18.1818 | 1.7422
S38E147_RES_3980 | Central | -37.3431 | 147.1789 | 860 | 11 | 2 | 340 | 1.2 | 0.2 | 8 | 18.1818 | 1.7422
S38E147_RES_3981 | Central | -37.3431 | 147.7156 | 630 | 10 | 2 | 705 | 1.8 | 0.2 | 7 | 20 | 1.7422
S38E147_RES_4037 | Central | -37.3417 | 147.584 | 1032 | 11 | 2 | 903 | 3 | 0.5 | 4 | 18.1818 | 1.7422
S38E147_RES_4067 | Central | -37.3408 | 147.5455 | 1118 | 11 | 2 | 1503 | 3.1 | 0.3 | 6 | 18.1818 | 1.7422
S38E147_RES_4198 | Central | -37.3376 | 147.9654 | 713 | 16 | 2 | 1639 | 3.6 | 0.4 | 6 | 12.5 | 1.7422
S38E147_RES_4221 | Central | -37.3369 | 147.5407 | 1129 | 8 | 2 | 854 | 2.6 | 0.4 | 4 | 25 | 1.7422
S38E147_RES_4223 | Central | -37.3369 | 147.5675 | 1221 | 10 | 2 | 1602 | 3.7 | 0.4 | 4 | 20 | 1.7422
S38E147_RES_4273 | Central | -37.3356 | 147.9327 | 719 | 11 | 2 | 1386 | 2.7 | 0.3 | 6 | 18.1818 | 1.7422
S38E147_RES_4303 | Central | -37.3347 | 147.5586 | 1240 | 9 | 2 | 1033 | 2.3 | 0.3 | 6 | 22.2222 | 1.7422
S38E147_RES_4336 | Central | -37.3339 | 147.9343 | 691 | 12 | 2 | 724 | 1.7 | 0.2 | 8 | 16.6667 | 1.7422
S38E147_RES_4349 | Central | -37.3333 | 147.5176 | 1089 | 14 | 2 | 866 | 1.4 | 0.1 | 20 | 14.2857 | 1.7422
S38E147_RES_4360 | Central | -37.3331 | 147.6528 | 820 | 12 | 2 | 1095 | 3 | 0.4 | 5 | 16.6667 | 1.7422
S38E147_RES_4365 | Central | -37.3328 | 147.4906 | 960 | 9 | 2 | 971 | 3.1 | 0.5 | 4 | 22.2222 | 1.7422
S38E147_RES_4455 | Central | -37.3299 | 147.6436 | 749 | 11 | 2 | 1132 | 3.2 | 0.4 | 5 | 18.1818 | 1.7422
S38E147_RES_4461 | Central | -37.3294 | 147.2032 | 1111 | 12 | 2 | 514 | 1.3 | 0.2 | 10 | 16.6667 | 1.7422
S38E147_RES_4482 | Central | -37.3289 | 147.5791 | 929 | 9 | 2 | 390 | 1.1 | 0.2 | 10 | 22.2222 | 1.7422
S38E147_RES_4506 | Central | -37.3276 | 147.5274 | 1211 | 10 | 2 | 674 | 1.9 | 0.3 | 7 | 20 | 1.7422
S38E147_RES_4525 | Central | -37.3268 | 147.6429 | 739 | 9 | 2 | 1404 | 4.6 | 0.7 | 3 | 22.2222 | 1.7422
S38E147_RES_4528 | Central | -37.3266 | 147.6898 | 631 | 12 | 2 | 736 | 2.4 | 0.4 | 6 | 16.6667 | 1.7422
S38E147_RES_4542 | Central | -37.3258 | 147.6581 | 820 | 9 | 2 | 650 | 2.1 | 0.3 | 5 | 22.2222 | 1.7422
S38E147_RES_4561 | Central | -37.3253 | 147.6717 | 820 | 9 | 2 | 551 | 1.9 | 0.3 | 5 | 22.2222 | 1.7422
S38E147_RES_4630 | Central | -37.3228 | 147.9441 | 721 | 17 | 2 | 594 | 1.2 | 0.1 | 16 | 11.7647 | 1.7422
S38E147_RES_4670 | Central | -37.3217 | 147.1919 | 1001 | 12 | 2 | 297 | 1 | 0.2 | 12 | 16.6667 | 1.7422
S38E147_RES_4737 | Central | -37.3198 | 147.2294 | 1179 | 13 | 2 | 464 | 1.3 | 0.2 | 12 | 15.3846 | 1.7422
S38E147_RES_4749 | Central | -37.3196 | 147.4353 | 731 | 10 | 2 | 340 | 1.1 | 0.2 | 9 | 20 | 1.7422
S38E147_RES_4785 | Central | -37.3188 | 147.4681 | 969 | 12 | 2 | 674 | 1.9 | 0.3 | 7 | 16.6667 | 1.7422
S38E147_RES_4879 | Central | -37.3158 | 147.9583 | 720 | 14 | 2 | 903 | 1.7 | 0.2 | 12 | 14.2857 | 1.7422
S38E147_RES_4883 | Central | -37.3157 | 147.5782 | 921 | 10 | 2 | 551 | 1.7 | 0.3 | 7 | 20 | 1.7422
S38E147_RES_4996 | Central | -37.3131 | 147.5506 | 950 | 9 | 2 | 483 | 1.5 | 0.2 | 6 | 22.2222 | 1.7422
S38E147_RES_5001 | Central | -37.3131 | 147.7017 | 620 | 15 | 2 | 1120 | 2.8 | 0.3 | 6 | 13.3333 | 1.7422
S38E147_RES_5021 | Central | -37.3128 | 147.1994 | 1200 | 10 | 2 | 693 | 1.7 | 0.2 | 7 | 20 | 1.7422
S38E147_RES_5038 | Central | -37.3125 | 147.9481 | 810 | 15 | 2 | 1355 | 2.9 | 0.3 | 8 | 13.3333 | 1.7422
S38E147_RES_5159 | Central | -37.3098 | 147.3398 | 663 | 9 | 2 | 421 | 1.3 | 0.2 | 8 | 22.2222 | 1.7422
S38E147_RES_5193 | Central | -37.3089 | 147.6189 | 700 | 10 | 2 | 779 | 2.7 | 0.5 | 4 | 20 | 1.7422
S38E147_RES_5194 | Central | -37.3089 | 147.6294 | 730 | 10 | 2 | 872 | 2.2 | 0.3 | 7 | 20 | 1.7422
S38E147_RES_5247 | Central | -37.3078 | 147.6361 | 700 | 10 | 2 | 1534 | 4.9 | 0.8 | 3 | 20 | 1.7422
S38E147_RES_5294 | Central | -37.3064 | 147.4519 | 949 | 11 | 2 | 872 | 2 | 0.2 | 7 | 18.1818 | 1.7422
S38E147_RES_5305 | Central | -37.3056 | 147.1677 | 1121 | 11 | 2 | 798 | 2 | 0.2 | 8 | 18.1818 | 1.7422
S38E147_RES_5327 | Central | -37.305 | 147.6401 | 719 | 9 | 2 | 718 | 1.9 | 0.3 | 7 | 22.2222 | 1.7422
S38E147_RES_5333 | Central | -37.3047 | 147.4998 | 1179 | 10 | 2 | 1064 | 2.2 | 0.2 | 7 | 20 | 1.7422
S38E147_RES_5378 | Central | -37.3036 | 147.3664 | 831 | 9 | 2 | 328 | 1.1 | 0.2 | 8 | 22.2222 | 1.7422
S38E147_RES_5422 | Central | -37.3024 | 147.3547 | 963 | 9 | 2 | 798 | 2.4 | 0.4 | 5 | 22.2222 | 1.7422
S38E147_RES_5453 | Central | -37.3013 | 147.4523 | 942 | 9 | 2 | 1126 | 2.9 | 0.4 | 4 | 22.2222 | 1.7422
S38E147_RES_5469 | Central | -37.3006 | 147.9188 | 631 | 9 | 2 | 885 | 2.5 | 0.4 | 5 | 22.2222 | 1.7422
S38E147_RES_5498 | Central | -37.2994 | 147.4597 | 920 | 10 | 2 | 606 | 1.7 | 0.2 | 6 | 20 | 1.7422
S38E147_RES_10082 | Central | -37.15 | 147.1789 | 1339 | 11 | 2 | 749 | 1.3 | 0.1 | 15 | 18.1818 | 1.7422
S38E147_RES_10090 | Central | -37.1497 | 147.1651 | 1489 | 15 | 2 | 2117 | 4.5 | 0.5 | 5 | 13.3333 | 1.7422
S38E147_RES_10189 | Central | -37.1471 | 147.7202 | 949 | 13 | 2 | 854 | 2.2 | 0.3 | 8 | 15.3846 | 1.7422
S38E147_RES_10203 | Central | -37.1466 | 147.9303 | 1269 | 10 | 2 | 1219 | 3 | 0.4 | 5 | 20 | 1.7422
S38E147_RES_10293 | Central | -37.1432 | 147.7062 | 1028 | 9 | 2 | 557 | 1.8 | 0.3 | 6 | 22.2222 | 1.7422
S38E147_RES_10330 | Central | -37.1422 | 147.1831 | 1420 | 12 | 2 | 390 | 1.2 | 0.2 | 9 | 16.6667 | 1.7422
S38E147_RES_10335 | Central | -37.1422 | 147.8992 | 1350 | 9 | 2 | 1498 | 3.7 | 0.5 | 4 | 22.2222 | 1.7422
S38E147_RES_10344 | Central | -37.1419 | 147.1483 | 1510 | 10 | 2 | 1943 | 3.9 | 0.4 | 5 | 20 | 1.7422
S38E147_RES_10346 | Central | -37.1419 | 147.3478 | 1120 | 13 | 2 | 1015 | 2.9 | 0.4 | 6 | 15.3846 | 1.7422
S38E147_RES_10372 | Central | -37.1413 | 147.2199 | 1159 | 9 | 2 | 241 | 0.8 | 0.1 | 11 | 22.2222 | 1.7422
S38E147_RES_10401 | Central | -37.1403 | 147.1031 | 1179 | 11 | 2 | 192 | 0.5 | 0.1 | 27 | 18.1818 | 1.7422
S38E147_RES_10433 | Central | -37.1394 | 147.9314 | 1251 | 10 | 2 | 1485 | 4.3 | 0.6 | 4 | 20 | 1.7422
S38E147_RES_10486 | Central | -37.1379 | 147.1852 | 1482 | 11 | 2 | 1733 | 4.3 | 0.5 | 4 | 18.1818 | 1.7422
S38E147_RES_10517 | Central | -37.1367 | 147.7362 | 981 | 12 | 2 | 941 | 2.6 | 0.4 | 5 | 16.6667 | 1.7422
S38E147_RES_10538 | Central | -37.1361 | 147.697 | 1009 | 11 | 2 | 650 | 1.5 | 0.2 | 10 | 18.1818 | 1.7422
S38E147_RES_10548 | Central | -37.1358 | 147.7007 | 1051 | 9 | 2 | 730 | 2.1 | 0.3 | 6 | 22.2222 | 1.7422
S38E147_RES_10550 | Central | -37.1357 | 147.9007 | 1342 | 10 | 2 | 1733 | 3.3 | 0.3 | 6 | 20 | 1.7422
S38E147_RES_10610 | Central | -37.1341 | 147.6709 | 849 | 12 | 2 | 668 | 1.8 | 0.2 | 7 | 16.6667 | 1.7422
S38E147_RES_10638 | Central | -37.1333 | 147.3474 | 1078 | 12 | 2 | 551 | 1.3 | 0.2 | 10 | 16.6667 | 1.7422
S38E147_RES_10644 | Central | -37.1331 | 147.1975 | 1470 | 21 | 2 | 1913 | 3.2 | 0.3 | 8 | 9.5238 | 1.7422
S38E147_RES_10708 | Central | -37.1308 | 147.5094 | 1110 | 12 | 2 | 1300 | 2.5 | 0.2 | 7 | 16.6667 | 1.7422
S38E147_RES_10710 | Central | -37.1308 | 147.6883 | 980 | 11 | 2 | 501 | 1.5 | 0.2 | 9 | 18.1818 | 1.7422
S38E147_RES_10732 | Central | -37.1297 | 147.52 | 1110 | 11 | 2 | 1436 | 3.9 | 0.5 | 4 | 18.1818 | 1.7422
S38E147_RES_10746 | Central | -37.1292 | 147.3466 | 1099 | 17 | 2 | 724 | 1.3 | 0.1 | 20 | 11.7647 | 1.7422
S38E147_RES_10760 | Central | -37.1283 | 147.1053 | 1140 | 11 | 2 | 390 | 0.9 | 0.1 | 20 | 18.1818 | 1.7422
S38E147_RES_10779 | Central | -37.1272 | 147.1481 | 1530 | 9 | 2 | 1498 | 3.3 | 0.4 | 4 | 22.2222 | 1.7422
S38E147_RES_10782 | Central | -37.1272 | 147.1928 | 1500 | 10 | 2 | 1776 | 4 | 0.5 | 4 | 20 | 1.7422
S38E147_RES_10809 | Central | -37.1258 | 147.3317 | 1190 | 15 | 2 | 483 | 1.2 | 0.2 | 12 | 13.3333 | 1.7422
S38E147_RES_10883 | Central | -37.1225 | 147.6839 | 960 | 10 | 2 | 563 | 1.9 | 0.3 | 6 | 20 | 1.7422
S38E147_RES_10904 | Central | -37.1222 | 147.7061 | 1110 | 11 | 2 | 415 | 1.4 | 0.2 | 7 | 18.1818 | 1.7422
S38E147_RES_10956 | Central | -37.1204 | 147.6673 | 838 | 15 | 2 | 668 | 1.7 | 0.2 | 10 | 13.3333 | 1.7422
S38E147_RES_10969 | Central | -37.12 | 147.3367 | 1180 | 10 | 2 | 1306 | 2.5 | 0.2 | 7 | 20 | 1.7422
S38E147_RES_10973 | Central | -37.1199 | 147.9596 | 1239 | 16 | 2 | 1752 | 2.9 | 0.2 | 8 | 12.5 | 1.7422
S38E147_RES_11014 | Central | -37.1177 | 147.5179 | 1089 | 13 | 2 | 736 | 1.5 | 0.2 | 13 | 15.3846 | 1.7422
S38E147_RES_11081 | Central | -37.1145 | 147.6701 | 869 | 11 | 2 | 730 | 2.5 | 0.4 | 5 | 18.1818 | 1.7422
S38E147_RES_11091 | Central | -37.1143 | 147.7121 | 1101 | 10 | 2 | 749 | 2.2 | 0.3 | 5 | 20 | 1.7422
S38E147_RES_11107 | Central | -37.114 | 147.9054 | 1289 | 20 | 2 | 1430 | 2.2 | 0.2 | 15 | 10 | 1.7422
S38E147_RES_11119 | Central | -37.1138 | 147.7052 | 1149 | 11 | 2 | 829 | 2.2 | 0.3 | 7 | 18.1818 | 1.7422
S38E147_RES_11148 | Central | -37.1132 | 147.9281 | 1241 | 11 | 2 | 1745 | 4.3 | 0.5 | 4 | 18.1818 | 1.7422
S38E147_RES_11166 | Central | -37.1128 | 147.1069 | 1240 | 13 | 2 | 272 | 0.7 | 0.1 | 24 | 15.3846 | 1.7422
S38E147_RES_11193 | Central | -37.1119 | 147.8816 | 962 | 14 | 2 | 613 | 1.9 | 0.3 | 8 | 14.2857 | 1.7422
S38E147_RES_11216 | Central | -37.1111 | 147.8994 | 1220 | 10 | 2 | 972 | 3.3 | 0.6 | 4 | 20 | 1.7422
S38E147_RES_11261 | Central | -37.1093 | 147.9624 | 1205 | 15 | 2 | 1163 | 2.6 | 0.3 | 7 | 13.3333 | 1.7422
S38E147_RES_11271 | Central | -37.1089 | 147.3367 | 1171 | 12 | 2 | 1133 | 3 | 0.4 | 5 | 16.6667 | 1.7422
S38E147_RES_11283 | Central | -37.1085 | 147.8657 | 808 | 11 | 2 | 303 | 1 | 0.2 | 10 | 18.1818 | 1.7422
S38E147_RES_11291 | Central | -37.1083 | 147.9277 | 1201 | 10 | 2 | 1492 | 3.8 | 0.5 | 4 | 20 | 1.7422
S38E147_RES_11302 | Central | -37.1078 | 147.4788 | 1149 | 15 | 2 | 1182 | 2.7 | 0.3 | 8 | 13.3333 | 1.7422
S38E147_RES_11311 | Central | -37.1075 | 147.5267 | 1000 | 10 | 2 | 433 | 1.2 | 0.2 | 10 | 20 | 1.7422
S38E147_RES_11345 | Central | -37.1064 | 147.1003 | 1279 | 9 | 2 | 229 | 0.7 | 0.1 | 18 | 22.2222 | 1.7422
S38E147_RES_11424 | Central | -37.1039 | 147.9632 | 1229 | 13 | 2 | 1356 | 2.5 | 0.2 | 7 | 15.3846 | 1.7422
S38E147_RES_11435 | Central | -37.1033 | 147.7289 | 800 | 11 | 2 | 477 | 1.1 | 0.1 | 14 | 18.1818 | 1.7422
S38E147_RES_11451 | Central | -37.1025 | 147.6997 | 1140 | 9 | 2 | 706 | 2.2 | 0.3 | 5 | 22.2222 | 1.7422
S38E147_RES_11464 | Central | -37.1021 | 147.4971 | 1119 | 13 | 2 | 1752 | 3.9 | 0.4 | 5 | 15.3846 | 1.7422
S38E147_RES_11503 | Central | -37.1008 | 147.886 | 982 | 13 | 2 | 408 | 1.2 | 0.2 | 11 | 15.3846 | 1.7422
S38E147_RES_11558 | Central | -37.0991 | 147.8749 | 881 | 11 | 2 | 316 | 1 | 0.2 | 10 | 18.1818 | 1.7422
S38E147_RES_11574 | Central | -37.0986 | 147.3011 | 1270 | 10 | 2 | 1504 | 3.3 | 0.4 | 5 | 20 | 1.7422
S38E147_RES_11580 | Central | -37.0983 | 147.3184 | 1241 | 14 | 2 | 1987 | 4.5 | 0.5 | 4 | 14.2857 | 1.7422
S38E147_RES_11582 | Central | -37.0983 | 147.2936 | 1269 | 15 | 2 | 1975 | 3.9 | 0.4 | 6 | 13.3333 | 1.7422
S38E147_RES_11592 | Central | -37.098 | 147.9712 | 1309 | 13 | 2 | 910 | 3 | 0.5 | 5 | 15.3846 | 1.7422
S38E147_RES_11599 | Central | -37.0978 | 147.5203 | 1050 | 15 | 2 | 1306 | 3.1 | 0.4 | 6 | 13.3333 | 1.7422
S38E147_RES_11643 | Central | -37.096 | 147.9746 | 1308 | 10 | 2 | 768 | 2.2 | 0.3 | 6 | 20 | 1.7422
S38E147_RES_11708 | Central | -37.0938 | 147.6919 | 1191 | 15 | 2 | 978 | 2.1 | 0.2 | 7 | 13.3333 | 1.7422
S38E147_RES_11732 | Central | -37.0925 | 147.7439 | 780 | 11 | 2 | 501 | 1.3 | 0.2 | 9 | 18.1818 | 1.7422
S38E147_RES_11737 | Central | -37.0922 | 147.9742 | 1360 | 11 | 2 | 922 | 3.1 | 0.5 | 5 | 18.1818 | 1.7422
S38E147_RES_11768 | Central | -37.0905 | 147.3138 | 1179 | 11 | 2 | 371 | 1 | 0.1 | 11 | 18.1818 | 1.7422
S38E147_RES_11825 | Central | -37.0869 | 147.284 | 1281 | 11 | 2 | 1139 | 2.7 | 0.3 | 6 | 18.1818 | 1.7422
S38E147_RES_11844 | Central | -37.0856 | 147.3152 | 1149 | 12 | 2 | 507 | 0.9 | 0.1 | 20 | 16.6667 | 1.7422
S38E147_RES_11856 | Central | -37.0849 | 147.6917 | 1099 | 13 | 2 | 433 | 1.1 | 0.1 | 13 | 15.3846 | 1.7422
S38E147_RES_11867 | Central | -37.0842 | 147.3005 | 1259 | 13 | 2 | 1702 | 2.9 | 0.3 | 7 | 15.3846 | 1.7422
S38E147_RES_11894 | Central | -37.0831 | 147.3566 | 1271 | 12 | 2 | 1318 | 3.5 | 0.5 | 5 | 16.6667 | 1.7422
S38E147_RES_11905 | Central | -37.0825 | 147.6847 | 1050 | 11 | 2 | 755 | 2.2 | 0.3 | 7 | 18.1818 | 1.7422
S38E147_RES_11990 | Central | -37.0778 | 147.6883 | 1070 | 12 | 2 | 829 | 2.5 | 0.4 | 6 | 16.6667 | 1.7422
S38E147_RES_12013 | Central | -37.0753 | 147.6819 | 1000 | 15 | 2 | 1275 | 3.7 | 0.5 | 4 | 13.3333 | 1.7422
S38E147_RES_12064 | Central | -37.0722 | 147.2714 | 1340 | 10 | 2 | 545 | 1.3 | 0.2 | 10 | 20 | 1.7422
S38E147_RES_12085 | Central | -37.0716 | 147.9375 | 1259 | 18 | 2 | 836 | 1.7 | 0.2 | 13 | 11.1111 | 1.7422
S38E147_RES_12089 | Central | -37.0714 | 147.2928 | 1270 | 9 | 2 | 501 | 1.5 | 0.2 | 7 | 22.2222 | 1.7422
S38E147_RES_12143 | Central | -37.0686 | 147.3597 | 1220 | 10 | 2 | 1511 | 3.2 | 0.3 | 5 | 20 | 1.7422
S38E147_RES_12207 | Central | -37.0657 | 147.6921 | 971 | 10 | 2 | 935 | 2.4 | 0.3 | 6 | 20 | 1.7422
S38E147_RES_12221 | Central | -37.0651 | 147.5012 | 1079 | 17 | 2 | 1071 | 2.5 | 0.3 | 8 | 11.7647 | 1.7422
S38E147_RES_12222 | Central | -37.065 | 147.3307 | 1298 | 11 | 2 | 1312 | 3.3 | 0.4 | 4 | 18.1818 | 1.7422
S38E147_RES_12226 | Central | -37.0649 | 147.5589 | 921 | 10 | 2 | 1108 | 2.9 | 0.4 | 4 | 20 | 1.7422
S38E147_RES_12227 | Central | -37.0649 | 147.2774 | 1369 | 13 | 2 | 440 | 1.2 | 0.2 | 13 | 15.3846 | 1.7422
S38E147_RES_12285 | Central | -37.0607 | 147.3375 | 1273 | 9 | 2 | 1368 | 3.8 | 0.5 | 4 | 22.2222 | 1.7422
S38E147_RES_12324 | Central | -37.0575 | 147.5013 | 1091 | 15 | 2 | 1288 | 2.7 | 0.3 | 8 | 13.3333 | 1.7422
S38E147_RES_12325 | Central | -37.0575 | 147.9318 | 1308 | 10 | 2 | 1121 | 3.6 | 0.6 | 4 | 20 | 1.7422
S38E147_RES_12345 | Central | -37.0561 | 147.2875 | 1370 | 11 | 2 | 1220 | 3 | 0.4 | 7 | 18.1818 | 1.7422
S38E147_RES_12377 | Central | -37.0542 | 147.9322 | 1299 | 9 | 2 | 1858 | 5.4 | 0.8 | 3 | 22.2222 | 1.7422
S38E147_RES_12383 | Central | -37.0533 | 147.6942 | 940 | 9 | 2 | 823 | 2.6 | 0.4 | 4 | 22.2222 | 1.7422
S38E147_RES_12394 | Central | -37.0517 | 147.2756 | 1450 | 11 | 2 | 1480 | 3.8 | 0.5 | 4 | 18.1818 | 1.7422
S38E147_RES_12442 | Central | -37.0489 | 147.9229 | 1231 | 12 | 2 | 1034 | 2.4 | 0.3 | 7 | 16.6667 | 1.7422
S38E147_RES_12455 | Central | -37.0479 | 147.2949 | 1307 | 12 | 2 | 755 | 1.8 | 0.2 | 7 | 16.6667 | 1.7422
S38E147_RES_12468 | Central | -37.0474 | 147.2701 | 1401 | 10 | 2 | 384 | 1.1 | 0.2 | 10 | 20 | 1.7422
S38E147_RES_12474 | Central | -37.0469 | 147.4429 | 1152 | 11 | 2 | 891 | 2 | 0.2 | 7 | 18.1818 | 1.7422
S38E147_RES_12540 | Central | -37.0442 | 147.2634 | 1461 | 13 | 2 | 1059 | 2.2 | 0.2 | 7 | 15.3846 | 1.7422
S38E147_RES_12548 | Central | -37.0436 | 147.2722 | 1420 | 16 | 2 | 1164 | 1.7 | 0.1 | 17 | 12.5 | 1.7422
S38E147_RES_12566 | Central | -37.0425 | 147.9575 | 1420 | 11 | 2 | 1213 | 3.3 | 0.5 | 5 | 18.1818 | 1.7422
S38E147_RES_12570 | Central | -37.0423 | 147.3248 | 1268 | 9 | 2 | 1170 | 3 | 0.4 | 4 | 22.2222 | 1.7422
S38E147_RES_12581 | Central | -37.0419 | 147.2791 | 1401 | 9 | 2 | 1374 | 3.5 | 0.4 | 4 | 22.2222 | 1.7422
S38E147_RES_12593 | Central | -37.0411 | 147.4981 | 1050 | 14 | 2 | 1344 | 3 | 0.3 | 6 | 14.2857 | 1.7422
S38E147_RES_12606 | Central | -37.0405 | 147.7084 | 909 | 11 | 2 | 823 | 2.2 | 0.3 | 7 | 18.1818 | 1.7422
S38E147_RES_12679 | Central | -37.0367 | 147.4388 | 1089 | 15 | 2 | 489 | 1.4 | 0.2 | 10 | 13.3333 | 1.7422
S38E147_RES_12751 | Central | -37.0346 | 147.2976 | 1367 | 9 | 2 | 1622 | 3.4 | 0.4 | 5 | 22.2222 | 1.7422
S38E147_RES_12814 | Central | -37.032 | 147.4199 | 1119 | 15 | 2 | 1226 | 2.6 | 0.3 | 8 | 13.3333 | 1.7422
S38E147_RES_12824 | Central | -37.0317 | 147.4247 | 1130 | 12 | 2 | 1455 | 2.5 | 0.2 | 7 | 16.6667 | 1.7422
S38E147_RES_12845 | Central | -37.0309 | 147.7134 | 899 | 13 | 2 | 613 | 2.3 | 0.4 | 5 | 15.3846 | 1.7422
S38E147_RES_12847 | Central | -37.0308 | 147.4095 | 1141 | 9 | 2 | 1436 | 3.5 | 0.4 | 5 | 22.2222 | 1.7422
S38E147_RES_12858 | Central | -37.0303 | 147.2516 | 1479 | 14 | 2 | 495 | 1.1 | 0.1 | 15 | 14.2857 | 1.7422
S38E147_RES_12954 | Central | -37.0261 | 147.2933 | 1370 | 9 | 2 | 700 | 1.9 | 0.3 | 6 | 22.2222 | 1.7422
S38E147_RES_12992 | Central | -37.0252 | 147.5048 | 931 | 9 | 2 | 625 | 2 | 0.3 | 5 | 22.2222 | 1.7422
S38E147_RES_13021 | Central | -37.0237 | 147.5059 | 919 | 12 | 2 | 854 | 2.6 | 0.4 | 5 | 16.6667 | 1.7422
S38E147_RES_13037 | Central | -37.023 | 147.4054 | 1131 | 9 | 2 | 972 | 2.3 | 0.3 | 6 | 22.2222 | 1.7422
S38E147_RES_13055 | Central | -37.0222 | 147.9744 | 1350 | 12 | 2 | 1201 | 2.8 | 0.3 | 7 | 16.6667 | 1.7422
S38E147_RES_13067 | Central | -37.0219 | 147.7344 | 1040 | 16 | 2 | 1090 | 2.1 | 0.2 | 9 | 12.5 | 1.7422
S38E147_RES_13111 | Central | -37.0202 | 147.9653 | 1339 | 10 | 2 | 576 | 0.9 | 0.1 | 20 | 20 | 1.7422
S38E147_RES_13165 | Central | -37.0178 | 147.975 | 1360 | 11 | 2 | 632 | 2.1 | 0.4 | 6 | 18.1818 | 1.7422
S38E147_RES_13172 | Central | -37.0173 | 147.3944 | 1119 | 12 | 2 | 786 | 2.3 | 0.3 | 6 | 16.6667 | 1.7422
S38E147_RES_13236 | Central | -37.015 | 147.5376 | 891 | 11 | 2 | 675 | 1.7 | 0.2 | 9 | 18.1818 | 1.7422
S38E147_RES_13238 | Central | -37.015 | 147.9183 | 1230 | 10 | 2 | 1139 | 2.9 | 0.4 | 5 | 20 | 1.7422
S38E147_RES_13316 | Central | -37.0132 | 147.8973 | 1089 | 9 | 2 | 631 | 1.6 | 0.2 | 8 | 22.2222 | 1.7422
S38E147_RES_13338 | Central | -37.0126 | 147.8516 | 828 | 10 | 2 | 427 | 1.4 | 0.2 | 8 | 20 | 1.7422
S38E147_RES_13351 | Central | -37.0122 | 147.8426 | 902 | 9 | 2 | 706 | 2.1 | 0.3 | 5 | 22.2222 | 1.7422
S38E147_RES_13355 | Central | -37.012 | 147.9222 | 1241 | 9 | 2 | 1350 | 4.2 | 0.7 | 3 | 22.2222 | 1.7422
S38E147_RES_13378 | Central | -37.0108 | 147.895 | 1090 | 13 | 2 | 1313 | 3 | 0.3 | 7 | 15.3846 | 1.7422
S38E147_RES_13395 | Central | -37.0099 | 147.9317 | 1259 | 11 | 2 | 1541 | 3.9 | 0.5 | 4 | 18.1818 | 1.7422
S38E147_RES_13402 | Central | -37.0097 | 147.7749 | 1069 | 17 | 2 | 1418 | 2.5 | 0.2 | 9 | 11.7647 | 1.7422
S38E147_RES_13441 | Central | -37.0083 | 147.8367 | 950 | 10 | 2 | 557 | 1.7 | 0.3 | 6 | 20 | 1.7422
S38E147_RES_13477 | Central | -37.0066 | 147.3534 | 1259 | 9 | 2 | 805 | 2.6 | 0.4 | 4 | 22.2222 | 1.7422
S38E147_RES_13516 | Central | -37.005 | 147.7458 | 860 | 9 | 2 | 1120 | 3.6 | 0.6 | 4 | 22.2222 | 1.7422
S38E147_RES_13534 | Central | -37.0044 | 147.3768 | 1343 | 12 | 2 | 1046 | 2.2 | 0.2 | 7 | 16.6667 | 1.7422
S38E147_RES_13556 | Central | -37.0039 | 147.9469 | 1190 | 13 | 2 | 687 | 1.6 | 0.2 | 10 | 15.3846 | 1.7422
S38E147_RES_13557 | Central | -37.0039 | 147.9577 | 1191 | 11 | 2 | 1022 | 3.3 | 0.5 | 4 | 18.1818 | 1.7422
S38E147_RES_13568 | Central | -37.0035 | 147.9239 | 1241 | 10 | 2 | 1573 | 3.1 | 0.3 | 5 | 20 | 1.7422
S38E147_RES_13575 | Central | -37.0033 | 147.9198 | 1209 | 10 | 2 | 861 | 1.9 | 0.2 | 8 | 20 | 1.7422
S38E147_RES_13591 | Central | -37.0024 | 147.774 | 941 | 9 | 2 | 421 | 1.3 | 0.2 | 7 | 22.2222 | 1.7422
S38E147_RES_13623 | Central | -37 | 147.9372 | 1259 | 9 | 2 | 1684 | 4.5 | 0.6 | 4 | 22.2222 | 1.7422
S38E147_RES_5543 | Central | -37.2982 | 147.9432 | 811 | 9 | 2 | 841 | 2.4 | 0.3 | 6 | 22.2222 | 1.7422
S38E147_RES_5569 | Central | -37.2975 | 147.9279 | 699 | 10 | 2 | 470 | 1.5 | 0.3 | 7 | 20 | 1.7422
S38E147_RES_5584 | Central | -37.2971 | 147.2069 | 1249 | 11 | 2 | 934 | 2.1 | 0.2 | 7 | 18.1818 | 1.7422
S38E147_RES_5594 | Central | -37.2968 | 147.4654 | 983 | 11 | 2 | 476 | 1.5 | 0.2 | 8 | 18.1818 | 1.7422
S38E147_RES_5622 | Central | -37.2958 | 147.5044 | 1190 | 11 | 2 | 1330 | 2.9 | 0.3 | 6 | 18.1818 | 1.7422
S38E147_RES_5673 | Central | -37.2937 | 147.9097 | 611 | 9 | 2 | 1200 | 3.3 | 0.5 | 4 | 22.2222 | 1.7422
S38E147_RES_5761 | Central | -37.2906 | 147.9256 | 770 | 10 | 2 | 458 | 1.2 | 0.2 | 12 | 20 | 1.7422
S38E147_RES_5784 | Central | -37.2897 | 147.4922 | 1100 | 13 | 2 | 798 | 2.5 | 0.4 | 6 | 15.3846 | 1.7422
S38E147_RES_5802 | Central | -37.289 | 147.5259 | 1068 | 13 | 2 | 551 | 1.7 | 0.3 | 8 | 15.3846 | 1.7422
S38E147_RES_5811 | Central | -37.2885 | 147.9054 | 609 | 12 | 2 | 1200 | 3 | 0.4 | 6 | 16.6667 | 1.7422
S38E147_RES_5820 | Central | -37.2882 | 147.6021 | 698 | 11 | 2 | 1027 | 2.3 | 0.3 | 8 | 18.1818 | 1.7422
S38E147_RES_5901 | Central | -37.2848 | 147.1927 | 1171 | 16 | 2 | 755 | 2 | 0.3 | 9 | 12.5 | 1.7422
S38E147_RES_6039 | Central | -37.2803 | 147.1936 | 1200 | 15 | 2 | 1454 | 3.2 | 0.4 | 7 | 13.3333 | 1.7422
S38E147_RES_6045 | Central | -37.28 | 147.5815 | 762 | 17 | 2 | 1169 | 2.2 | 0.2 | 12 | 11.7647 | 1.7422
S38E147_RES_6058 | Central | -37.2797 | 147.9001 | 659 | 9 | 2 | 885 | 2.7 | 0.4 | 5 | 22.2222 | 1.7422
S38E147_RES_6145 | Central | -37.2769 | 147.1865 | 1219 | 9 | 2 | 1862 | 5.5 | 0.8 | 3 | 22.2222 | 1.7422
S38E147_RES_6173 | Central | -37.276 | 147.4191 | 917 | 14 | 2 | 303 | 0.8 | 0.1 | 16 | 14.2857 | 1.7422
S38E147_RES_6191 | Central | -37.2753 | 147.3689 | 770 | 9 | 2 | 328 | 1.1 | 0.2 | 8 | 22.2222 | 1.7422
S38E147_RES_6224 | Central | -37.2744 | 147.5392 | 960 | 11 | 2 | 600 | 1.9 | 0.3 | 6 | 18.1818 | 1.7422
S38E147_RES_6247 | Central | -37.2736 | 147.1114 | 1170 | 13 | 2 | 1918 | 3.6 | 0.3 | 6 | 15.3846 | 1.7422
S38E147_RES_6274 | Central | -37.2726 | 147.9413 | 1208 | 16 | 2 | 1534 | 3.3 | 0.4 | 7 | 12.5 | 1.7422
S38E147_RES_6297 | Central | -37.2719 | 147.9614 | 1171 | 12 | 2 | 699 | 2 | 0.3 | 7 | 16.6667 | 1.7422
S38E147_RES_6302 | Central | -37.2717 | 147.5457 | 942 | 8 | 2 | 891 | 2.5 | 0.3 | 5 | 25 | 1.7422
S38E147_RES_6335 | Central | -37.271 | 147.2233 | 723 | 10 | 2 | 284 | 1 | 0.2 | 11 | 20 | 1.7422
S38E147_RES_6350 | Central | -37.2706 | 147.5497 | 900 | 12 | 2 | 755 | 2.4 | 0.4 | 5 | 16.6667 | 1.7422
S38E147_RES_6445 | Central | -37.2683 | 147.9778 | 1040 | 15 | 2 | 959 | 1.9 | 0.2 | 11 | 13.3333 | 1.7422
S38E147_RES_6458 | Central | -37.2678 | 147.4441 | 1009 | 9 | 2 | 365 | 1 | 0.1 | 13 | 22.2222 | 1.7422
S38E147_RES_6530 | Central | -37.2656 | 147.4502 | 968 | 12 | 2 | 415 | 1 | 0.1 | 15 | 16.6667 | 1.7422
S38E147_RES_6564 | Central | -37.2647 | 147.4187 | 1129 | 11 | 2 | 421 | 1.3 | 0.2 | 9 | 18.1818 | 1.7422
S38E147_RES_6580 | Central | -37.2639 | 147.2217 | 780 | 12 | 2 | 223 | 0.8 | 0.1 | 15 | 16.6667 | 1.7422
S38E147_RES_6581 | Central | -37.2639 | 147.5258 | 1070 | 21 | 2 | 1578 | 2.4 | 0.2 | 13 | 9.5238 | 1.7422
S38E147_RES_6621 | Central | -37.2628 | 147.9394 | 1189 | 11 | 2 | 1256 | 3.2 | 0.4 | 4 | 18.1818 | 1.7422
S38E147_RES_6638 | Central | -37.2622 | 147.1897 | 1142 | 9 | 2 | 433 | 1.4 | 0.2 | 7 | 22.2222 | 1.7422
S38E147_RES_6685 | Central | -37.261 | 147.9163 | 781 | 9 | 2 | 705 | 2.1 | 0.3 | 5 | 22.2222 | 1.7422
S38E147_RES_6737 | Central | -37.2594 | 147.1814 | 1050 | 11 | 2 | 297 | 1 | 0.2 | 11 | 18.1818 | 1.7422
S38E147_RES_6769 | Central | -37.258 | 147.4139 | 1169 | 10 | 2 | 718 | 1.7 | 0.2 | 8 | 20 | 1.7422
S38E147_RES_6805 | Central | -37.2567 | 147.9619 | 1080 | 12 | 2 | 520 | 1.8 | 0.3 | 7 | 16.6667 | 1.7422
S38E147_RES_6839 | Central | -37.2554 | 147.9419 | 1109 | 15 | 2 | 705 | 1.5 | 0.2 | 10 | 13.3333 | 1.7422
S38E147_RES_6849 | Central | -37.255 | 147.8692 | 700 | 10 | 2 | 903 | 2.5 | 0.3 | 5 | 20 | 1.7422
S38E147_RES_6885 | Central | -37.2542 | 147.9393 | 1151 | 10 | 2 | 1200 | 2.8 | 0.3 | 5 | 20 | 1.7422
S38E147_RES_6910 | Central | -37.2533 | 147.9569 | 1040 | 16 | 2 | 922 | 2.1 | 0.2 | 9 | 12.5 | 1.7422
S38E147_RES_6912 | Central | -37.2532 | 147.4185 | 1227 | 11 | 2 | 594 | 1.4 | 0.2 | 10 | 18.1818 | 1.7422
S38E147_RES_6913 | Central | -37.2532 | 147.3751 | 1122 | 9 | 2 | 1021 | 2.6 | 0.3 | 5 | 22.2222 | 1.7422
S38E147_RES_6942 | Central | -37.2524 | 147.4398 | 1091 | 15 | 2 | 476 | 1.4 | 0.2 | 12 | 13.3333 | 1.7422
S38E147_RES_7040 | Central | -37.2493 | 147.1227 | 1138 | 11 | 2 | 922 | 2.2 | 0.3 | 7 | 18.1818 | 1.7422
S38E147_RES_7060 | Central | -37.2483 | 147.3947 | 1200 | 13 | 2 | 483 | 1.4 | 0.2 | 9 | 15.3846 | 1.7422
S38E147_RES_7076 | Central | -37.2478 | 147.1989 | 1260 | 12 | 2 | 1992 | 4.9 | 0.6 | 4 | 16.6667 | 1.7422
S38E147_RES_7265 | Central | -37.2411 | 147.2063 | 1249 | 12 | 2 | 934 | 1.8 | 0.2 | 10 | 16.6667 | 1.7422
S38E147_RES_7276 | Central | -37.2407 | 147.4045 | 1179 | 11 | 2 | 575 | 1.3 | 0.2 | 11 | 18.1818 | 1.7422
S38E147_RES_7318 | Central | -37.2391 | 147.4128 | 1189 | 12 | 2 | 353 | 0.8 | 0.1 | 16 | 16.6667 | 1.7422
S38E147_RES_7336 | Central | -37.2383 | 147.3878 | 1199 | 12 | 2 | 990 | 2.6 | 0.3 | 6 | 16.6667 | 1.7422
S38E147_RES_7391 | Central | -37.2358 | 147.1933 | 1291 | 11 | 2 | 1844 | 5 | 0.7 | 3 | 18.1818 | 1.7422
S38E147_RES_7416 | Central | -37.2347 | 147.545 | 970 | 13 | 2 | 656 | 1.8 | 0.3 | 7 | 15.3846 | 1.7422
S38E147_RES_7427 | Central | -37.2342 | 147.429 | 1231 | 11 | 2 | 910 | 2.5 | 0.3 | 5 | 18.1818 | 1.7422
S38E147_RES_7459 | Central | -37.2333 | 147.392 | 1229 | 11 | 2 | 526 | 1.5 | 0.2 | 8 | 18.1818 | 1.7422
S38E147_RES_7476 | Central | -37.2331 | 147.5735 | 1009 | 11 | 2 | 699 | 2.2 | 0.3 | 6 | 18.1818 | 1.7422
S38E147_RES_7489 | Central | -37.2328 | 147.5622 | 1020 | 9 | 2 | 575 | 1.7 | 0.3 | 6 | 22.2222 | 1.7422
S38E147_RES_7496 | Central | -37.2326 | 147.9965 | 1131 | 13 | 2 | 1473 | 3.8 | 0.5 | 5 | 15.3846 | 1.7422
S38E147_RES_7522 | Central | -37.2317 | 147.5548 | 959 | 14 | 2 | 446 | 1.3 | 0.2 | 11 | 14.2857 | 1.7422
S38E147_RES_7530 | Central | -37.2317 | 147.9306 | 1090 | 11 | 2 | 1510 | 3.3 | 0.4 | 5 | 18.1818 | 1.7422
S38E147_RES_7535 | Central | -37.2314 | 147.1144 | 1199 | 10 | 2 | 1200 | 2.7 | 0.3 | 6 | 20 | 1.7422
S38E147_RES_7537 | Central | -37.2314 | 147.5386 | 1000 | 10 | 2 | 545 | 1.8 | 0.3 | 6 | 20 | 1.7422
S38E147_RES_7540 | Central | -37.2314 | 147.544 | 951 | 11 | 2 | 687 | 2.1 | 0.3 | 6 | 18.1818 | 1.7422
S38E147_RES_7551 | Central | -37.2308 | 147.3724 | 1159 | 17 | 2 | 1126 | 1.8 | 0.1 | 14 | 11.7647 | 1.7422
S38E147_RES_7573 | Central | -37.2302 | 147.4441 | 1188 | 13 | 2 | 1479 | 3.9 | 0.5 | 5 | 15.3846 | 1.7422
S38E147_RES_7580 | Central | -37.2298 | 147.5474 | 909 | 10 | 2 | 421 | 1.4 | 0.2 | 8 | 20 | 1.7422
S38E147_RES_7639 | Central | -37.2276 | 147.2039 | 1282 | 18 | 2 | 2122 | 4 | 0.4 | 6 | 11.1111 | 1.7422
S38E147_RES_7660 | Central | -37.2267 | 147.9138 | 1142 | 15 | 2 | 804 | 1.9 | 0.2 | 8 | 13.3333 | 1.7422
S38E147_RES_7692 | Central | -37.2254 | 147.4423 | 1241 | 11 | 2 | 940 | 2.7 | 0.4 | 5 | 18.1818 | 1.7422
S38E147_RES_7749 | Central | -37.2237 | 147.2158 | 1229 | 15 | 2 | 489 | 1.3 | 0.2 | 14 | 13.3333 | 1.7422
S38E147_RES_7819 | Central | -37.2221 | 147.5615 | 897 | 9 | 2 | 811 | 2.6 | 0.4 | 4 | 22.2222 | 1.7422
S38E147_RES_7825 | Central | -37.2219 | 147.5512 | 869 | 9 | 2 | 885 | 2.6 | 0.4 | 5 | 22.2222 | 1.7422
S38E147_RES_7837 | Central | -37.2215 | 147.9192 | 1152 | 10 | 2 | 978 | 3.3 | 0.6 | 4 | 20 | 1.7422
S38E147_RES_7860 | Central | -37.221 | 147.2104 | 1278 | 13 | 2 | 1299 | 2.9 | 0.3 | 7 | 15.3846 | 1.7422
S38E147_RES_7883 | Central | -37.2201 | 147.3885 | 1248 | 9 | 2 | 1411 | 4.1 | 0.6 | 3 | 22.2222 | 1.7422
S38E147_RES_7906 | Central | -37.2197 | 147.2208 | 1260 | 13 | 2 | 1893 | 3.8 | 0.4 | 6 | 15.3846 | 1.7422
S38E147_RES_8017 | Central | -37.2167 | 147.356 | 1081 | 12 | 2 | 353 | 0.9 | 0.1 | 16 | 16.6667 | 1.7422
S38E147_RES_8069 | Central | -37.2156 | 147.4406 | 1290 | 10 | 2 | 520 | 1.4 | 0.2 | 8 | 20 | 1.7422
S38E147_RES_8070 | Central | -37.2156 | 147.6439 | 710 | 13 | 2 | 724 | 1.5 | 0.2 | 12 | 15.3846 | 1.7422
S38E147_RES_8089 | Central | -37.2152 | 147.7694 | 761 | 10 | 2 | 1392 | 3.6 | 0.5 | 5 | 20 | 1.7422
S38E147_RES_8093 | Central | -37.215 | 147.9503 | 1180 | 9 | 2 | 1429 | 4.5 | 0.7 | 3 | 22.2222 | 1.7422
S38E147_RES_8112 | Central | -37.2144 | 147.3653 | 1140 | 15 | 2 | 557 | 1.3 | 0.2 | 14 | 13.3333 | 1.7422
S38E147_RES_8199 | Central | -37.2119 | 147.4553 | 1379 | 12 | 2 | 1869 | 3.7 | 0.4 | 7 | 16.6667 | 1.7422
S38E147_RES_8231 | Central | -37.2104 | 147.3708 | 1192 | 16 | 2 | 507 | 1.2 | 0.1 | 16 | 12.5 | 1.7422
S38E147_RES_8254 | Central | -37.2097 | 147.9031 | 1331 | 11 | 2 | 693 | 2.1 | 0.3 | 7 | 18.1818 | 1.7422
S38E147_RES_8259 | Central | -37.2094 | 147.3619 | 1230 | 10 | 2 | 1479 | 4.2 | 0.6 | 3 | 20 | 1.7422
S38E147_RES_8272 | Central | -37.209 | 147.4773 | 1259 | 11 | 2 | 1658 | 3.6 | 0.4 | 5 | 18.1818 | 1.7422
S38E147_RES_8277 | Central | -37.2088 | 147.3503 | 1159 | 15 | 2 | 644 | 1.7 | 0.2 | 11 | 13.3333 | 1.7422
S38E147_RES_8278 | Central | -37.2087 | 147.9542 | 1139 | 12 | 2 | 1262 | 2.9 | 0.3 | 6 | 16.6667 | 1.7422
S38E147_RES_8285 | Central | -37.2084 | 147.1898 | 1309 | 14 | 2 | 1677 | 3.3 | 0.3 | 7 | 14.2857 | 1.7422
S38E147_RES_8331 | Central | -37.2072 | 147.9525 | 1150 | 11 | 2 | 1157 | 2.7 | 0.3 | 6 | 18.1818 | 1.7422
S38E147_RES_8345 | Central | -37.2066 | 147.5703 | 821 | 10 | 2 | 1485 | 3.3 | 0.4 | 5 | 20 | 1.7422
S38E147_RES_8387 | Central | -37.2053 | 147.3547 | 1210 | 12 | 2 | 1200 | 2.4 | 0.2 | 7 | 16.6667 | 1.7422
S38E147_RES_8544 | Central | -37.2011 | 147.9231 | 1230 | 13 | 2 | 1299 | 2.4 | 0.2 | 8 | 15.3846 | 1.7422
S38E147_RES_8549 | Central | -37.2008 | 147.3607 | 1261 | 13 | 2 | 1188 | 2.6 | 0.3 | 7 | 15.3846 | 1.7422
S38E147_RES_8603 | Central | -37.1992 | 147.3503 | 1260 | 9 | 2 | 1436 | 4.1 | 0.6 | 3 | 22.2222 | 1.7422
S38E147_RES_8604 | Central | -37.199 | 147.209 | 1267 | 12 | 2 | 495 | 1.2 | 0.2 | 11 | 16.6667 | 1.7422
S38E147_RES_8608 | Central | -37.1989 | 147.4739 | 1300 | 17 | 2 | 1002 | 1.8 | 0.2 | 14 | 11.7647 | 1.7422
S38E147_RES_8616 | Central | -37.1987 | 147.4236 | 1349 | 14 | 2 | 947 | 2.9 | 0.5 | 5 | 14.2857 | 1.7422
S38E147_RES_8639 | Central | -37.1981 | 147.9028 | 1360 | 9 | 2 | 817 | 2.3 | 0.3 | 5 | 22.2222 | 1.7422
S38E147_RES_8646 | Central | -37.1978 | 147.3558 | 1250 | 13 | 2 | 1108 | 3.2 | 0.5 | 5 | 15.3846 | 1.7422
S38E147_RES_8676 | Central | -37.1969 | 147.1897 | 1271 | 11 | 2 | 582 | 1.6 | 0.2 | 8 | 18.1818 | 1.7422
S38E147_RES_8682 | Central | -37.1968 | 147.9034 | 1351 | 10 | 2 | 928 | 3 | 0.5 | 4 | 20 | 1.7422
S38E147_RES_8729 | Central | -37.1954 | 147.4555 | 1278 | 10 | 2 | 606 | 1.7 | 0.2 | 7 | 20 | 1.7422
S38E147_RES_8735 | Central | -37.1953 | 147.9372 | 1200 | 10 | 2 | 705 | 2.2 | 0.3 | 5 | 20 | 1.7422
S38E147_RES_8753 | Central | -37.1947 | 147.1944 | 1331 | 11 | 2 | 1627 | 3.4 | 0.4 | 5 | 18.1818 | 1.7422
S38E147_RES_8798 | Central | -37.1933 | 147.1088 | 1062 | 9 | 2 | 347 | 1.1 | 0.2 | 8 | 22.2222 | 1.7422
S38E147_RES_8807 | Central | -37.1932 | 147.4941 | 1179 | 13 | 2 | 644 | 1.7 | 0.2 | 10 | 15.3846 | 1.7422
S38E147_RES_8893 | Central | -37.1908 | 147.3499 | 1301 | 16 | 2 | 1368 | 3.2 | 0.4 | 6 | 12.5 | 1.7422
S38E147_RES_8921 | Central | -37.1902 | 147.9573 | 1231 | 9 | 2 | 1627 | 3.9 | 0.5 | 4 | 22.2222 | 1.7422
S38E147_RES_8997 | Central | -37.1882 | 147.2021 | 1348 | 14 | 2 | 1720 | 3.9 | 0.5 | 5 | 14.2857 | 1.7422
S38E147_RES_9006 | Central | -37.1879 | 147.9055 | 1369 | 9 | 2 | 1528 | 3.5 | 0.4 | 4 | 22.2222 | 1.7422
S38E147_RES_9019 | Central | -37.1875 | 147.3721 | 1242 | 12 | 2 | 1188 | 2.7 | 0.3 | 6 | 16.6667 | 1.7422
S38E147_RES_9121 | Central | -37.1844 | 147.3718 | 1241 | 13 | 2 | 1101 | 2.7 | 0.3 | 6 | 15.3846 | 1.7422
S38E147_RES_9126 | Central | -37.1844 | 147.9453 | 1179 | 12 | 2 | 1609 | 3.8 | 0.4 | 5 | 16.6667 | 1.7422
S38E147_RES_9228 | Central | -37.1812 | 147.4822 | 1209 | 11 | 2 | 724 | 1.9 | 0.3 | 7 | 18.1818 | 1.7422
S38E147_RES_9238 | Central | -37.1808 | 147.8929 | 1379 | 11 | 2 | 1566 | 2.9 | 0.3 | 6 | 18.1818 | 1.7422
S38E147_RES_9268 | Central | -37.1801 | 147.9194 | 1219 | 10 | 2 | 668 | 2.1 | 0.3 | 6 | 20 | 1.7422
S38E147_RES_9288 | Central | -37.1794 | 147.2033 | 1309 | 13 | 2 | 594 | 1.4 | 0.2 | 10 | 15.3846 | 1.7422
S38E147_RES_9312 | Central | -37.1786 | 147.5089 | 1169 | 11 | 2 | 1442 | 2.4 | 0.2 | 7 | 18.1818 | 1.7422
S38E147_RES_9323 | Central | -37.1781 | 147.6002 | 859 | 9 | 2 | 507 | 1.6 | 0.2 | 7 | 22.2222 | 1.7422
S38E147_RES_9336 | Central | -37.1778 | 147.1992 | 1360 | 12 | 2 | 1163 | 3.2 | 0.4 | 6 | 16.6667 | 1.7422
S38E147_RES_9369 | Central | -37.1768 | 147.6031 | 849 | 12 | 2 | 514 | 1.3 | 0.2 | 10 | 16.6667 | 1.7422
S38E147_RES_9404 | Central | -37.175 | 147.2022 | 1350 | 18 | 2 | 1120 | 2.1 | 0.2 | 13 | 11.1111 | 1.7422
S38E147_RES_9405 | Central | -37.1749 | 147.5046 | 1189 | 11 | 2 | 1021 | 2.1 | 0.2 | 7 | 18.1818 | 1.7422
S38E147_RES_9412 | Central | -37.1745 | 147.3742 | 1199 | 9 | 2 | 1281 | 3.1 | 0.4 | 4 | 22.2222 | 1.7422
S38E147_RES_9429 | Central | -37.1736 | 147.6444 | 820 | 10 | 2 | 1238 | 3.2 | 0.4 | 4 | 20 | 1.7422
S38E147_RES_9499 | Central | -37.1712 | 147.3594 | 1219 | 12 | 2 | 786 | 1.8 | 0.2 | 9 | 16.6667 | 1.7422
S38E147_RES_9513 | Central | -37.1708 | 147.9055 | 1339 | 12 | 2 | 1256 | 2.2 | 0.2 | 10 | 16.6667 | 1.7422
S38E147_RES_9520 | Central | -37.1706 | 147.2056 | 1361 | 10 | 2 | 1566 | 4 | 0.5 | 4 | 20 | 1.7422
S38E147_RES_9546 | Central | -37.1698 | 147.6273 | 879 | 12 | 2 | 947 | 2.3 | 0.3 | 8 | 16.6667 | 1.7422
S38E147_RES_9601 | Central | -37.1679 | 147.4879 | 1221 | 13 | 2 | 1423 | 2.6 | 0.2 | 8 | 15.3846 | 1.7422
S38E147_RES_9609 | Central | -37.1676 | 147.6076 | 839 | 13 | 2 | 625 | 1.7 | 0.2 | 9 | 15.3846 | 1.7422
S38E147_RES_9622 | Central | -37.1672 | 147.9869 | 1150 | 12 | 2 | 1126 | 2.7 | 0.3 | 7 | 16.6667 | 1.7422
S38E147_RES_9631 | Central | -37.1669 | 147.3634 | 1178 | 12 | 2 | 1634 | 4.2 | 0.5 | 4 | 16.6667 | 1.7422
S38E147_RES_9634 | Central | -37.1667 | 147.3549 | 1219 | 15 | 2 | 1108 | 2.4 | 0.3 | 8 | 13.3333 | 1.7422
S38E147_RES_9654 | Central | -37.1657 | 147.9142 | 1309 | 11 | 2 | 1807 | 4.3 | 0.5 | 5 | 18.1818 | 1.7422
S38E147_RES_9692 | Central | -37.1635 | 147.3717 | 1189 | 16 | 2 | 959 | 2.1 | 0.2 | 10 | 12.5 | 1.7422
S38E147_RES_9825 | Central | -37.1591 | 147.9031 | 1431 | 9 | 2 | 1813 | 5.3 | 0.8 | 3 | 22.2222 | 1.7422
S38E147_RES_9862 | Central | -37.1575 | 147.1872 | 1421 | 16 | 2 | 1541 | 3.4 | 0.4 | 7 | 12.5 | 1.7422
S38E147_RES_9877 | Central | -37.1569 | 147.156 | 1259 | 9 | 2 | 359 | 1 | 0.1 | 12 | 22.2222 | 1.7422
S38E147_RES_9897 | Central | -37.1561 | 147.2014 | 1390 | 16 | 2 | 644 | 1.6 | 0.2 | 8 | 12.5 | 1.7422
S38E147_RES_9920 | Central | -37.1555 | 147.6619 | 739 | 11 | 2 | 1826 | 3.5 | 0.3 | 5 | 18.1818 | 1.7422
S38E147_RES_9922 | Central | -37.1555 | 147.1648 | 1479 | 9 | 2 | 1553 | 4.9 | 0.8 | 3 | 22.2222 | 1.7422
S38E147_RES_9948 | Central | -37.1544 | 147.668 | 728 | 9 | 2 | 1231 | 3 | 0.4 | 5 | 22.2222 | 1.7422
S38E147_RES_9993 | Central | -37.1528 | 147.3683 | 1220 | 9 | 2 | 755 | 2.1 | 0.3 | 5 | 22.2222 | 1.7422
S38E148_RES_1109 | East | -37.3644 | 148.9852 | 769 | 9 | 2 | 977 | 1.6 | 0.1 | 11 | 22.2222 | 1.7422
S38E148_RES_1000 | East | -37.3728 | 148.2838 | 679 | 13 | 2 | 1769 | 4.9 | 0.7 | 4 | 15.3846 | 1.7422
S38E148_RES_1016 | East | -37.3716 | 148.8439 | 739 | 9 | 2 | 291 | 0.9 | 0.1 | 13 | 22.2222 | 1.7422
S38E148_RES_1033 | East | -37.3703 | 148.2403 | 510 | 15 | 2 | 1020 | 1.8 | 0.2 | 13 | 13.3333 | 1.7422
S38E148_RES_1060 | East | -37.3687 | 148.054 | 598 | 16 | 2 | 1057 | 1.9 | 0.2 | 13 | 12.5 | 1.7422
S38E148_RES_1300 | East | -37.3512 | 148.6294 | 671 | 14 | 2 | 1459 | 2.4 | 0.2 | 11 | 14.2857 | 1.7422
S38E148_RES_1146 | East | -37.3628 | 148.1139 | 661 | 17 | 2 | 1182 | 2.3 | 0.2 | 10 | 11.7647 | 1.7422
S38E148_RES_1167 | East | -37.3617 | 148.2979 | 519 | 9 | 2 | 359 | 1.2 | 0.2 | 9 | 22.2222 | 1.7422
S38E148_RES_1188 | East | -37.3609 | 148.8294 | 1041 | 10 | 2 | 445 | 1.1 | 0.1 | 13 | 20 | 1.7422
S38E148_RES_1202 | East | -37.3594 | 148.2442 | 520 | 10 | 2 | 452 | 1.4 | 0.2 | 7 | 20 | 1.7422
S38E148_RES_1212 | East | -37.3587 | 148.6217 | 571 | 9 | 2 | 495 | 1.2 | 0.2 | 10 | 22.2222 | 1.7422
S38E148_RES_1272 | East | -37.3529 | 148.8548 | 1082 | 10 | 2 | 940 | 2.4 | 0.3 | 5 | 20 | 1.7422
S38E148_RES_1496 | East | -37.3367 | 148.8838 | 799 | 16 | 2 | 705 | 1.5 | 0.2 | 16 | 12.5 | 1.7422
S38E148_RES_1374 | East | -37.3466 | 148.6405 | 627 | 9 | 2 | 377 | 1.1 | 0.1 | 11 | 22.2222 | 1.7422
S38E148_RES_1377 | East | -37.3464 | 148.6288 | 682 | 10 | 2 | 1008 | 2.2 | 0.2 | 8 | 20 | 1.7422
S38E148_RES_1383 | East | -37.3458 | 148.8572 | 1070 | 9 | 2 | 1534 | 4.8 | 0.7 | 3 | 22.2222 | 1.7422
S38E148_RES_14 | East | -37.5747 | 148.7245 | 471 | 10 | 2 | 1088 | 2.8 | 0.4 | 6 | 20 | 1.7422
S38E148_RES_1408 | East | -37.3433 | 148.3144 | 830 | 14 | 2 | 1194 | 3.2 | 0.4 | 5 | 14.2857 | 1.7422
S38E148_RES_143 | East | -37.5356 | 148.7144 | 580 | 9 | 2 | 562 | 1.4 | 0.2 | 9 | 22.2222 | 1.7422
S38E148_RES_1453 | East | -37.3392 | 148.2968 | 739 | 12 | 2 | 872 | 2.4 | 0.3 | 5 | 16.6667 | 1.7422
S38E148_RES_1457 | East | -37.3392 | 148.8566 | 1041 | 9 | 2 | 1175 | 2.6 | 0.3 | 6 | 22.2222 | 1.7422
S38E148_RES_1474 | East | -37.3378 | 148.1178 | 640 | 12 | 2 | 1144 | 2.3 | 0.2 | 7 | 16.6667 | 1.7422
S38E148_RES_1590 | East | -37.3324 | 148.2944 | 709 | 10 | 2 | 792 | 2 | 0.3 | 6 | 20 | 1.7422
S38E148_RES_1510 | East | -37.3362 | 148.0942 | 671 | 9 | 2 | 748 | 2.2 | 0.3 | 6 | 22.2222 | 1.7422
S38E148_RES_1539 | East | -37.3353 | 148.8589 | 1030 | 8 | 2 | 878 | 2.3 | 0.3 | 5 | 25 | 1.7422
S38E148_RES_1553 | East | -37.3344 | 148.3043 | 757 | 15 | 2 | 965 | 2 | 0.2 | 8 | 13.3333 | 1.7422
S38E148_RES_1555 | East | -37.3343 | 148.8699 | 999 | 12 | 2 | 520 | 1.4 | 0.2 | 10 | 16.6667 | 1.7422
S38E148_RES_16 | East | -37.5737 | 148.2097 | 449 | 9 | 2 | 810 | 2.5 | 0.4 | 4 | 22.2222 | 1.7422
S38E148_RES_1690 | East | -37.3269 | 148.305 | 710 | 12 | 2 | 1361 | 2.9 | 0.3 | 7 | 16.6667 | 1.7422
S38E148_RES_1625 | East | -37.3306 | 148.8438 | 1019 | 14 | 2 | 446 | 1.1 | 0.1 | 13 | 14.2857 | 1.7422
S38E148_RES_1641 | East | -37.33 | 148.6385 | 731 | 14 | 2 | 1138 | 2.5 | 0.3 | 8 | 14.2857 | 1.7422
S38E148_RES_1645 | East | -37.3298 | 148.1069 | 711 | 15 | 2 | 1194 | 2.1 | 0.2 | 9 | 13.3333 | 1.7422
S38E148_RES_166 | East | -37.5299 | 148.7101 | 593 | 10 | 2 | 618 | 2.4 | 0.5 | 5 | 20 | 1.7422
S38E148_RES_1663 | East | -37.3281 | 148.0921 | 789 | 10 | 2 | 1590 | 3.8 | 0.4 | 4 | 20 | 1.7422
S38E148_RES_1786 | East | -37.3219 | 148.8579 | 983 | 9 | 2 | 1157 | 3.7 | 0.6 | 4 | 22.2222 | 1.7422
S38E148_RES_1794 | East | -37.3217 | 148.8706 | 970 | 10 | 2 | 934 | 2.2 | 0.3 | 6 | 20 | 1.7422
S38E148_RES_1708 | East | -37.3262 | 148.6452 | 753 | 13 | 2 | 1676 | 3.4 | 0.3 | 6 | 15.3846 | 1.7422
S38E148_RES_1711 | East | -37.3259 | 148.3134 | 739 | 13 | 2 | 915 | 2.5 | 0.3 | 6 | 15.3846 | 1.7422
S38E148_RES_1713 | East | -37.3258 | 148.2906 | 670 | 9 | 2 | 841 | 2.5 | 0.4 | 6 | 22.2222 | 1.7422
S38E148_RES_1725 | East | -37.3253 | 148.8714 | 920 | 12 | 2 | 606 | 1.2 | 0.1 | 17 | 16.6667 | 1.7422
S38E148_RES_1732 | East | -37.3249 | 148.3026 | 702 | 12 | 2 | 1014 | 2.7 | 0.4 | 5 | 16.6667 | 1.7422
S38E148_RES_1751 | East | -37.3239 | 148.6298 | 759 | 11 | 2 | 1559 | 2.9 | 0.3 | 6 | 18.1818 | 1.7422
S38E148_RES_1752 | East | -37.3239 | 148.6389 | 751 | 14 | 2 | 1757 | 2.9 | 0.2 | 8 | 14.2857 | 1.7422
S38E148_RES_1758 | East | -37.3236 | 148.0968 | 761 | 11 | 2 | 1540 | 3.8 | 0.5 | 4 | 18.1818 | 1.7422
S38E148_RES_1879 | East | -37.3179 | 148.6327 | 751 | 12 | 2 | 1596 | 2.7 | 0.2 | 7 | 16.6667 | 1.7422
S38E148_RES_1808 | East | -37.3211 | 148.3181 | 720 | 13 | 2 | 606 | 1.6 | 0.2 | 8 | 15.3846 | 1.7422
S38E148_RES_195 | East | -37.5203 | 148.7056 | 640 | 13 | 2 | 433 | 1.4 | 0.2 | 11 | 15.3846 | 1.7422
S38E148_RES_2046 | East | -37.3092 | 148.2187 | 621 | 12 | 2 | 569 | 1.5 | 0.2 | 9 | 16.6667 | 1.7422
S38E148_RES_1994 | East | -37.3125 | 148.6376 | 801 | 10 | 2 | 1738 | 3.7 | 0.4 | 5 | 20 | 1.7422
S38E148_RES_2001 | East | -37.312 | 148.3175 | 679 | 9 | 2 | 1002 | 2.6 | 0.3 | 4 | 22.2222 | 1.7422
S38E148_RES_2005 | East | -37.3117 | 148.121 | 593 | 12 | 2 | 476 | 1.6 | 0.3 | 8 | 16.6667 | 1.7422
S38E148_RES_2109 | East | -37.3064 | 148.1011 | 740 | 10 | 2 | 1590 | 2.9 | 0.3 | 6 | 20 | 1.7422
S38E148_RES_2065 | East | -37.3085 | 148.8654 | 1028 | 18 | 2 | 1522 | 2.6 | 0.2 | 11 | 11.1111 | 1.7422
S38E148_RES_2095 | East | -37.3074 | 148.2432 | 627 | 11 | 2 | 588 | 1.5 | 0.2 | 8 | 18.1818 | 1.7422
S38E148_RES_215 | East | -37.5089 | 148.6969 | 520 | 13 | 2 | 1292 | 2.8 | 0.3 | 8 | 15.3846 | 1.7422
S38E148_RES_297 | East | -37.4603 | 148.1489 | 390 | 9 | 2 | 618 | 2.1 | 0.4 | 5 | 22.2222 | 1.7422
S38E148_RES_315 | East | -37.4558 | 148.1313 | 409 | 13 | 2 | 538 | 1.4 | 0.2 | 11 | 15.3846 | 1.7422
S38E148_RES_337 | East | -37.4505 | 148.1122 | 509 | 11 | 2 | 544 | 1.5 | 0.2 | 8 | 18.1818 | 1.7422
S38E148_RES_462 | East | -37.4319 | 148.1357 | 422 | 15 | 2 | 353 | 1.2 | 0.2 | 12 | 13.3333 | 1.7422
S38E148_RES_769 | East | -37.3917 | 148.8508 | 550 | 10 | 2 | 377 | 1.2 | 0.2 | 9 | 20 | 1.7422
S38E148_RES_773 | East | -37.3913 | 148.9456 | 778 | 11 | 2 | 742 | 1.9 | 0.2 | 9 | 18.1818 | 1.7422
S38E148_RES_810 | East | -37.3886 | 148.2811 | 770 | 10 | 2 | 1608 | 3.1 | 0.3 | 5 | 20 | 1.7422
S38E148_RES_530 | East | -37.4218 | 148.2296 | 452 | 11 | 2 | 717 | 2.2 | 0.3 | 5 | 18.1818 | 1.7422
S38E148_RES_588 | East | -37.4127 | 148.2968 | 369 | 11 | 2 | 606 | 2.1 | 0.4 | 5 | 18.1818 | 1.7422
S38E148_RES_653 | East | -37.4044 | 148.5642 | 530 | 11 | 2 | 1496 | 2.7 | 0.2 | 8 | 18.1818 | 1.7422
S38E148_RES_683 | East | -37.401 | 148.7504 | 642 | 9 | 2 | 587 | 1.5 | 0.2 | 8 | 22.2222 | 1.7422
S38E148_RES_76 | East | -37.5558 | 148.7294 | 540 | 10 | 2 | 606 | 1.8 | 0.3 | 7 | 20 | 1.7422
S38E148_RES_949 | East | -37.3772 | 148.2811 | 711 | 10 | 2 | 1435 | 3.5 | 0.4 | 4 | 20 | 1.7422
S38E148_RES_2203 | East | -37.3026 | 148.2512 | 661 | 15 | 2 | 2097 | 4.4 | 0.5 | 5 | 13.3333 | 1.7422
S38E148_RES_2351 | East | -37.2971 | 148.1244 | 649 | 14 | 2 | 352 | 1 | 0.1 | 17 | 14.2857 | 1.7422
S38E148_RES_2356 | East | -37.2969 | 148.8736 | 1079 | 13 | 2 | 1868 | 3.8 | 0.4 | 6 | 15.3846 | 1.7422
S38E148_RES_2241 | East | -37.3014 | 148.328 | 731 | 9 | 2 | 1231 | 3.5 | 0.5 | 3 | 22.2222 | 1.7422
S38E148_RES_2258 | East | -37.3007 | 148.8654 | 1061 | 12 | 2 | 1194 | 3.1 | 0.4 | 5 | 16.6667 | 1.7422
S38E148_RES_2263 | East | -37.3004 | 148.2098 | 651 | 12 | 2 | 990 | 2.2 | 0.2 | 9 | 16.6667 | 1.7422
S38E148_RES_2267 | East | -37.3003 | 148.1905 | 621 | 9 | 2 | 1379 | 3.4 | 0.4 | 4 | 22.2222 | 1.7422
S38E148_RES_2298 | East | -37.2992 | 148.255 | 680 | 12 | 2 | 1411 | 3 | 0.3 | 5 | 16.6667 | 1.7422
S38E148_RES_2301 | East | -37.2991 | 148.9988 | 918 | 13 | 2 | 551 | 1.3 | 0.2 | 11 | 15.3846 | 1.7422
S38E148_RES_2305 | East | -37.2987 | 148.1103 | 724 | 9 | 2 | 860 | 2.8 | 0.4 | 4 | 22.2222 | 1.7422
S38E148_RES_2321 | East | -37.2981 | 148.6609 | 711 | 9 | 2 | 439 | 1.6 | 0.3 | 5 | 22.2222 | 1.7422
S38E148_RES_2490 | East | -37.2903 | 148.0943 | 779 | 11 | 2 | 1015 | 2.2 | 0.2 | 8 | 18.1818 | 1.7422
S38E148_RES_2496 | East | -37.2897 | 148.0128 | 740 | 10 | 2 | 377 | 1.1 | 0.2 | 12 | 20 | 1.7422
S38E148_RES_2505 | East | -37.2894 | 148.008 | 718 | 10 | 2 | 334 | 0.8 | 0.1 | 15 | 20 | 1.7422
S38E148_RES_2422 | East | -37.2937 | 148.193 | 640 | 13 | 2 | 625 | 1.5 | 0.2 | 11 | 15.3846 | 1.7422
S38E148_RES_2423 | East | -37.2937 | 148.6573 | 781 | 9 | 2 | 1039 | 2.3 | 0.3 | 6 | 22.2222 | 1.7422
S38E148_RES_2450 | East | -37.2925 | 148.1039 | 831 | 9 | 2 | 1516 | 3.6 | 0.4 | 4 | 22.2222 | 1.7422
S38E148_RES_2455 | East | -37.2923 | 148.6601 | 781 | 10 | 2 | 940 | 2.5 | 0.3 | 5 | 20 | 1.7422
S38E148_RES_2460 | East | -37.2922 | 148.2507 | 669 | 13 | 2 | 885 | 2.7 | 0.4 | 6 | 15.3846 | 1.7422
S38E148_RES_2582 | East | -37.2848 | 148.8415 | 1009 | 10 | 2 | 897 | 3.1 | 0.5 | 3 | 20 | 1.7422
S38E148_RES_2610 | East | -37.2831 | 148.6497 | 670 | 11 | 2 | 353 | 1.2 | 0.2 | 9 | 18.1818 | 1.7422
S38E148_RES_2619 | East | -37.2826 | 148.8479 | 1019 | 12 | 2 | 872 | 2.2 | 0.3 | 6 | 16.6667 | 1.7422
S38E148_RES_2636 | East | -37.2821 | 148.8393 | 968 | 12 | 2 | 1225 | 3.7 | 0.6 | 4 | 16.6667 | 1.7422
S38E148_RES_2642 | East | -37.2818 | 148.2024 | 669 | 19 | 2 | 940 | 1.7 | 0.2 | 15 | 10.5263 | 1.7422
S38E148_RES_2681 | East | -37.279 | 148.0957 | 820 | 11 | 2 | 829 | 1.7 | 0.2 | 9 | 18.1818 | 1.7422
S38E148_RES_2732 | East | -37.2761 | 148.8096 | 942 | 19 | 2 | 1095 | 1.8 | 0.2 | 14 | 10.5263 | 1.7422
S38E148_RES_2765 | East | -37.2743 | 148.1909 | 687 | 13 | 2 | 1479 | 3.4 | 0.4 | 5 | 15.3846 | 1.7422
S38E148_RES_2790 | East | -37.2731 | 148.0864 | 810 | 11 | 2 | 755 | 2 | 0.3 | 7 | 18.1818 | 1.7422
S38E148_RES_2831 | East | -37.2707 | 148.3026 | 707 | 10 | 2 | 1652 | 4.5 | 0.6 | 4 | 20 | 1.7422
S38E148_RES_2909 | East | -37.2669 | 148.8106 | 930 | 10 | 2 | 1058 | 2.4 | 0.3 | 6 | 20 | 1.7422
S38E148_RES_2931 | East | -37.2656 | 148.9219 | 959 | 13 | 2 | 897 | 1.8 | 0.2 | 12 | 15.3846 | 1.7422
S38E148_RES_2874 | East | -37.2681 | 148.0856 | 811 | 20 | 2 | 1311 | 1.6 | 0.1 | 26 | 10 | 1.7422
S38E148_RES_2881 | East | -37.2679 | 148.9093 | 1081 | 20 | 2 | 1670 | 2.5 | 0.2 | 12 | 10 | 1.7422
S38E148_RES_3022 | East | -37.26 | 148.8117 | 880 | 21 | 2 | 1237 | 2.1 | 0.2 | 14 | 9.5238 | 1.7422
S38E148_RES_3029 | East | -37.2596 | 148.1146 | 738 | 10 | 2 | 1132 | 2.9 | 0.4 | 5 | 20 | 1.7422
S38E148_RES_2944 | East | -37.2647 | 148.0783 | 860 | 11 | 2 | 1540 | 4.3 | 0.6 | 4 | 18.1818 | 1.7422
S38E148_RES_2969 | East | -37.2631 | 148.8081 | 879 | 13 | 2 | 1305 | 2.4 | 0.2 | 7 | 15.3846 | 1.7422
S38E148_RES_2989 | East | -37.2619 | 148.2022 | 720 | 10 | 2 | 575 | 1.8 | 0.3 | 7 | 20 | 1.7422
S38E148_RES_3100 | East | -37.2542 | 148.0747 | 870 | 11 | 2 | 1899 | 5.1 | 0.7 | 4 | 18.1818 | 1.7422
S38E148_RES_3103 | East | -37.254 | 148.075 | 871 | 9 | 2 | 1968 | 5.3 | 0.7 | 3 | 22.2222 | 1.7422
S38E148_RES_3042 | East | -37.2586 | 148.7597 | 780 | 12 | 2 | 1027 | 2.4 | 0.3 | 8 | 16.6667 | 1.7422
S38E148_RES_3091 | East | -37.2551 | 148.7598 | 788 | 14 | 2 | 1497 | 3.3 | 0.4 | 6 | 14.2857 | 1.7422
S38E148_RES_3167 | East | -37.2494 | 148.2113 | 689 | 9 | 2 | 526 | 1.5 | 0.2 | 7 | 22.2222 | 1.7422
S38E148_RES_3176 | East | -37.2486 | 148.7586 | 770 | 12 | 2 | 1534 | 3.9 | 0.5 | 5 | 16.6667 | 1.7422
S38E148_RES_3126 | East | -37.2523 | 148.803 | 921 | 11 | 2 | 1460 | 3.3 | 0.4 | 6 | 18.1818 | 1.7422
S38E148_RES_3258 | East | -37.2421 | 148.2951 | 779 | 13 | 2 | 1961 | 4.3 | 0.5 | 5 | 15.3846 | 1.7422
S38E148_RES_3296 | East | -37.2394 | 148.278 | 791 | 12 | 2 | 1244 | 2.8 | 0.3 | 8 | 16.6667 | 1.7422
S38E148_RES_3321 | East | -37.2361 | 148.0525 | 800 | 9 | 2 | 433 | 1.2 | 0.2 | 9 | 22.2222 | 1.7422
S38E148_RES_3354 | East | -37.2342 | 148.0319 | 1020 | 13 | 2 | 1479 | 3.2 | 0.3 | 6 | 15.3846 | 1.7422
S38E148_RES_3367 | East | -37.2333 | 148.2939 | 800 | 11 | 2 | 1398 | 2.7 | 0.3 | 6 | 18.1818 | 1.7422
S38E148_RES_3228 | East | -37.2444 | 148.2842 | 770 | 13 | 2 | 1213 | 3.6 | 0.5 | 5 | 15.3846 | 1.7422
S38E148_RES_3235 | East | -37.2436 | 148.3061 | 740 | 13 | 2 | 1677 | 4.1 | 0.5 | 5 | 15.3846 | 1.7422
S38E148_RES_3243 | East | -37.2433 | 148.3172 | 640 | 11 | 2 | 934 | 3.1 | 0.5 | 4 | 18.1818 | 1.7422
S38E148_RES_3433 | East | -37.23 | 148.0972 | 760 | 9 | 2 | 1398 | 3.7 | 0.5 | 4 | 22.2222 | 1.7422
S38E148_RES_3452 | East | -37.2286 | 148.2949 | 789 | 16 | 2 | 1064 | 1.6 | 0.1 | 12 | 12.5 | 1.7422
S38E148_RES_3469 | East | -37.228 | 148.2965 | 798 | 9 | 2 | 1510 | 3.1 | 0.3 | 5 | 22.2222 | 1.7422
S38E148_RES_3491 | East | -37.2267 | 148.0359 | 1012 | 13 | 2 | 749 | 1.5 | 0.1 | 14 | 15.3846 | 1.7422
S38E148_RES_3424 | East | -37.2304 | 148.0215 | 1059 | 15 | 2 | 1256 | 3.1 | 0.4 | 6 | 13.3333 | 1.7422
S38E148_RES_3578 | East | -37.2222 | 148.0253 | 1070 | 10 | 2 | 1640 | 3.6 | 0.4 | 5 | 20 | 1.7422
S38E148_RES_3584 | East | -37.222 | 148.2169 | 739 | 14 | 2 | 761 | 1.8 | 0.2 | 12 | 14.2857 | 1.7422
S38E148_RES_3597 | East | -37.2208 | 148.0599 | 962 | 12 | 2 | 1021 | 3.4 | 0.6 | 4 | 16.6667 | 1.7422
S38E148_RES_3502 | East | -37.2264 | 148.0144 | 1080 | 16 | 2 | 1417 | 2.6 | 0.2 | 10 | 12.5 | 1.7422
S38E148_RES_3527 | East | -37.2258 | 148.7126 | 731 | 8 | 2 | 662 | 1.7 | 0.2 | 7 | 25 | 1.7422
S38E148_RES_3556 | East | -37.2244 | 148.0617 | 990 | 10 | 2 | 1726 | 3.8 | 0.4 | 4 | 20 | 1.7422
S38E148_RES_3561 | East | -37.2241 | 148.3027 | 789 | 14 | 2 | 1825 | 4.1 | 0.5 | 5 | 14.2857 | 1.7422
S38E148_RES_3695 | East | -37.2161 | 148.0289 | 1030 | 23 | 2 | 1435 | 3.6 | 0.4 | 5 | 8.6957 | 1.7422
S38E148_RES_3730 | East | -37.2144 | 148.0636 | 841 | 11 | 2 | 1077 | 2.3 | 0.3 | 6 | 18.1818 | 1.7422
S38E148_RES_3609 | East | -37.2203 | 148.0292 | 1010 | 12 | 2 | 408 | 0.8 | 0.1 | 23 | 16.6667 | 1.7422
S38E148_RES_3650 | East | -37.2186 | 148.7175 | 760 | 11 | 2 | 742 | 1.9 | 0.2 | 8 | 18.1818 | 1.7422
S38E148_RES_3799 | East | -37.2103 | 148.0375 | 1010 | 20 | 2 | 2085 | 3.4 | 0.3 | 8 | 10 | 1.7422
S38E148_RES_3803 | East | -37.21 | 148.2094 | 840 | 14 | 2 | 631 | 2 | 0.3 | 8 | 14.2857 | 1.7422
S38E148_RES_3749 | East | -37.2136 | 148.0535 | 939 | 14 | 2 | 668 | 1.6 | 0.2 | 9 | 14.2857 | 1.7422
S38E148_RES_3780 | East | -37.2117 | 148.0583 | 880 | 9 | 2 | 984 | 2.9 | 0.4 | 5 | 22.2222 | 1.7422
S38E148_RES_3824 | East | -37.2082 | 148.2929 | 769 | 12 | 2 | 1027 | 3.1 | 0.5 | 5 | 16.6667 | 1.7422
S38E148_RES_3839 | East | -37.2069 | 148.2142 | 830 | 9 | 2 | 464 | 1.4 | 0.2 | 8 | 22.2222 | 1.7422
S38E148_RES_3860 | East | -37.2056 | 148.0408 | 939 | 12 | 2 | 804 | 2.7 | 0.5 | 5 | 16.6667 | 1.7422
S38E148_RES_3881 | East | -37.2044 | 148.7096 | 809 | 10 | 2 | 1015 | 2.5 | 0.3 | 6 | 20 | 1.7422
S38E148_RES_3886 | East | -37.2042 | 148.3 | 730 | 24 | 2 | 2098 | 4.1 | 0.4 | 6 | 8.3333 | 1.7422
S38E148_RES_3985 | East | -37.1989 | 148.1933 | 850 | 9 | 2 | 984 | 3.3 | 0.6 | 3 | 22.2222 | 1.7422
S38E148_RES_3986 | East | -37.1989 | 148.2636 | 800 | 12 | 2 | 2122 | 5.6 | 0.7 | 3 | 16.6667 | 1.7422
S38E148_RES_3999 | East | -37.1986 | 148.2992 | 720 | 11 | 2 | 1176 | 3.4 | 0.5 | 4 | 18.1818 | 1.7422
S38E148_RES_3943 | East | -37.2008 | 148.2907 | 781 | 15 | 2 | 1578 | 3 | 0.3 | 7 | 13.3333 | 1.7422
S38E148_RES_4097 | East | -37.1936 | 148.2658 | 800 | 11 | 2 | 1040 | 2.9 | 0.4 | 5 | 18.1818 | 1.7422
S38E148_RES_4025 | East | -37.1973 | 148.0798 | 1039 | 10 | 2 | 1516 | 3.9 | 0.5 | 4 | 20 | 1.7422
S38E148_RES_4049 | East | -37.1961 | 148.1692 | 790 | 12 | 2 | 569 | 1.4 | 0.2 | 12 | 16.6667 | 1.7422
S38E148_RES_4078 | East | -37.1942 | 148.2778 | 800 | 12 | 2 | 1578 | 4.2 | 0.6 | 4 | 16.6667 | 1.7422
S38E148_RES_4087 | East | -37.1939 | 148.0692 | 970 | 9 | 2 | 1405 | 3.7 | 0.5 | 4 | 22.2222 | 1.7422
S38E148_RES_4187 | East | -37.1889 | 148.0874 | 779 | 11 | 2 | 495 | 1.2 | 0.1 | 12 | 18.1818 | 1.7422
S38E148_RES_4203 | East | -37.188 | 148.0784 | 922 | 14 | 2 | 538 | 1.6 | 0.2 | 10 | 14.2857 | 1.7422
S38E148_RES_4241 | East | -37.1856 | 148.2643 | 821 | 13 | 2 | 1417 | 3.5 | 0.4 | 5 | 15.3846 | 1.7422
S38E148_RES_4123 | East | -37.1924 | 148.0533 | 919 | 12 | 2 | 755 | 1.8 | 0.2 | 10 | 16.6667 | 1.7422
S38E148_RES_4138 | East | -37.1917 | 148.2978 | 740 | 19 | 2 | 1881 | 3.1 | 0.3 | 8 | 10.5263 | 1.7422
S38E148_RES_4140 | East | -37.1916 | 148.1658 | 838 | 14 | 2 | 1095 | 2.7 | 0.3 | 8 | 14.2857 | 1.7422
S38E148_RES_4335 | East | -37.1799 | 148.058 | 1118 | 11 | 2 | 1795 | 4.1 | 0.5 | 4 | 18.1818 | 1.7422
S38E148_RES_4343 | East | -37.1797 | 148.2675 | 810 | 9 | 2 | 1479 | 4.5 | 0.7 | 3 | 22.2222 | 1.7422
S38E148_RES_4372 | East | -37.1783 | 148.1867 | 1080 | 10 | 2 | 829 | 1.9 | 0.2 | 7 | 20 | 1.7422
S38E148_RES_4401 | East | -37.1764 | 148.0457 | 1103 | 14 | 2 | 1671 | 3.2 | 0.3 | 6 | 14.2857 | 1.7422
S38E148_RES_4264 | East | -37.1845 | 148.3069 | 739 | 9 | 2 | 1702 | 4.7 | 0.7 | 3 | 22.2222 | 1.7422
S38E148_RES_4276 | East | -37.1836 | 148.0456 | 1110 | 9 | 2 | 1355 | 3.9 | 0.6 | 3 | 22.2222 | 1.7422
S38E148_RES_4463 | East | -37.1736 | 148.275 | 770 | 12 | 2 | 1139 | 3.2 | 0.4 | 5 | 16.6667 | 1.7422
S38E148_RES_4494 | East | -37.1719 | 148.0583 | 1140 | 11 | 2 | 1727 | 3.6 | 0.4 | 5 | 18.1818 | 1.7422
S38E148_RES_4497 | East | -37.1717 | 148.0697 | 1120 | 11 | 2 | 1163 | 2.5 | 0.3 | 7 | 18.1818 | 1.7422
S38E148_RES_4510 | East | -37.1699 | 148.2782 | 758 | 13 | 2 | 1306 | 3.1 | 0.4 | 6 | 15.3846 | 1.7422
S38E148_RES_4522 | East | -37.1692 | 148.2734 | 801 | 13 | 2 | 1163 | 3.1 | 0.4 | 5 | 15.3846 | 1.7422
S38E148_RES_4526 | East | -37.1691 | 148.0576 | 1129 | 10 | 2 | 823 | 2.4 | 0.4 | 5 | 20 | 1.7422
S38E148_RES_4427 | East | -37.175 | 148.2492 | 850 | 9 | 2 | 1590 | 4.9 | 0.7 | 3 | 22.2222 | 1.7422
S38E148_RES_4580 | East | -37.1658 | 148.2622 | 869 | 20 | 2 | 1751 | 2.7 | 0.2 | 9 | 10 | 1.7422
S38E148_RES_4563 | East | -37.1666 | 148.2425 | 899 | 14 | 2 | 1306 | 2.6 | 0.3 | 7 | 14.2857 | 1.7422
S38E148_RES_4573 | East | -37.1662 | 148.0484 | 1098 | 10 | 2 | 1399 | 3.4 | 0.4 | 4 | 20 | 1.7422
S38E148_RES_4656 | East | -37.1614 | 148.0932 | 991 | 15 | 2 | 767 | 1.9 | 0.2 | 8 | 13.3333 | 1.7422
S38E148_RES_4686 | East | -37.1601 | 148.1029 | 862 | 14 | 2 | 990 | 1.9 | 0.2 | 9 | 14.2857 | 1.7422
S38E148_RES_4699 | East | -37.1594 | 148.2007 | 1079 | 10 | 2 | 631 | 2.2 | 0.4 | 5 | 20 | 1.7422
S38E148_RES_4728 | East | -37.1572 | 148.0433 | 1130 | 13 | 2 | 1194 | 1.8 | 0.1 | 14 | 15.3846 | 1.7422
S38E148_RES_4733 | East | -37.1569 | 148.0931 | 950 | 12 | 2 | 347 | 1 | 0.2 | 14 | 16.6667 | 1.7422
S38E148_RES_4769 | East | -37.154 | 148.0047 | 1227 | 9 | 2 | 1659 | 3.2 | 0.3 | 5 | 22.2222 | 1.7422
S38E148_RES_4776 | East | -37.1537 | 148.0595 | 1148 | 12 | 2 | 730 | 1.9 | 0.3 | 7 | 16.6667 | 1.7422
S38E148_RES_4848 | East | -37.1485 | 148.7612 | 951 | 12 | 2 | 1145 | 3.3 | 0.5 | 5 | 16.6667 | 1.7422
S38E148_RES_4885 | East | -37.1436 | 148.2036 | 1090 | 13 | 2 | 557 | 1.6 | 0.2 | 11 | 15.3846 | 1.7422
S38E148_RES_4887 | East | -37.1436 | 148.275 | 660 | 14 | 2 | 241 | 0.8 | 0.1 | 17 | 14.2857 | 1.7422
S38E148_RES_4927 | East | -37.1402 | 148.0799 | 1099 | 10 | 2 | 1572 | 5.2 | 0.9 | 3 | 20 | 1.7422
S38E148_RES_4932 | East | -37.1397 | 148.2728 | 780 | 11 | 2 | 1306 | 3.7 | 0.5 | 4 | 18.1818 | 1.7422
S38E148_RES_4952 | East | -37.1372 | 148.2422 | 890 | 9 | 2 | 1331 | 4 | 0.6 | 4 | 22.2222 | 1.7422
S38E148_RES_4960 | East | -37.1367 | 148.0844 | 1070 | 9 | 2 | 1213 | 3.1 | 0.4 | 4 | 22.2222 | 1.7422
S38E148_RES_4967 | East | -37.1364 | 148.7953 | 1080 | 9 | 2 | 972 | 2.7 | 0.4 | 4 | 22.2222 | 1.7422
S38E148_RES_4969 | East | -37.1362 | 148.2721 | 800 | 11 | 2 | 1436 | 3.5 | 0.4 | 5 | 18.1818 | 1.7422
S38E148_RES_5017 | East | -37.1329 | 148.0577 | 1263 | 8 | 2 | 1213 | 2.6 | 0.3 | 6 | 25 | 1.7422
S38E148_RES_5032 | East | -37.132 | 148.1019 | 929 | 11 | 2 | 656 | 1.9 | 0.3 | 7 | 18.1818 | 1.7422
S38E148_RES_5104 | East | -37.1292 | 148.2672 | 810 | 9 | 2 | 1287 | 3.5 | 0.5 | 3 | 22.2222 | 1.7422
S38E148_RES_4990 | East | -37.1349 | 148.2385 | 913 | 12 | 2 | 594 | 1.6 | 0.2 | 10 | 16.6667 | 1.7422
S38E148_RES_5175 | East | -37.125 | 148.0896 | 1059 | 11 | 2 | 1256 | 3.2 | 0.4 | 5 | 18.1818 | 1.7422
S38E148_RES_5210 | East | -37.1219 | 148.2058 | 1110 | 10 | 2 | 619 | 1.8 | 0.3 | 6 | 20 | 1.7422
S38E148_RES_5129 | East | -37.1281 | 148.1132 | 791 | 13 | 2 | 371 | 1.3 | 0.2 | 9 | 15.3846 | 1.7422
S38E148_RES_5132 | East | -37.1281 | 148.2492 | 860 | 11 | 2 | 606 | 1.4 | 0.2 | 10 | 18.1818 | 1.7422
S38E148_RES_5146 | East | -37.1272 | 148.2444 | 910 | 10 | 2 | 1306 | 3.9 | 0.6 | 4 | 20 | 1.7422
S38E148_RES_5167 | East | -37.1255 | 148.1085 | 859 | 9 | 2 | 402 | 1.1 | 0.2 | 11 | 22.2222 | 1.7422
S38E148_RES_5306 | East | -37.1144 | 148.0704 | 1198 | 14 | 2 | 1380 | 3.1 | 0.3 | 6 | 14.2857 | 1.7422
S38E148_RES_5309 | East | -37.1144 | 148.0777 | 1129 | 10 | 2 | 910 | 2.5 | 0.3 | 5 | 20 | 1.7422
S38E148_RES_5228 | East | -37.1206 | 148.218 | 999 | 9 | 2 | 910 | 3 | 0.5 | 3 | 22.2222 | 1.7422
S38E148_RES_5239 | East | -37.1196 | 148.0825 | 1088 | 19 | 2 | 1195 | 1.9 | 0.2 | 15 | 10.5263 | 1.7422
S38E148_RES_5250 | East | -37.1192 | 148.3197 | 670 | 10 | 2 | 452 | 1.2 | 0.2 | 10 | 20 | 1.7422
S38E148_RES_5297 | East | -37.1152 | 148.256 | 848 | 15 | 2 | 1071 | 1.7 | 0.1 | 12 | 13.3333 | 1.7422
S38E148_RES_5299 | East | -37.115 | 148.27 | 730 | 10 | 2 | 415 | 1.1 | 0.1 | 11 | 20 | 1.7422
S38E148_RES_5434 | East | -37.1079 | 148.2579 | 868 | 13 | 2 | 2253 | 3.4 | 0.3 | 6 | 15.3846 | 1.7422
S38E148_RES_5444 | East | -37.1077 | 148.2815 | 779 | 13 | 2 | 440 | 1 | 0.1 | 15 | 15.3846 | 1.7422
S38E148_RES_5449 | East | -37.1076 | 148.0658 | 1239 | 12 | 2 | 1034 | 2.5 | 0.3 | 6 | 16.6667 | 1.7422
S38E148_RES_5358 | East | -37.112 | 148.132 | 1021 | 10 | 2 | 1287 | 2.8 | 0.3 | 6 | 20 | 1.7422
S38E148_RES_5568 | East | -37.1033 | 148.1041 | 1079 | 12 | 2 | 570 | 1.9 | 0.3 | 8 | 16.6667 | 1.7422
S38E148_RES_5479 | East | -37.1069 | 148.1237 | 1039 | 12 | 2 | 1120 | 2.4 | 0.3 | 7 | 16.6667 | 1.7422
S38E148_RES_5487 | East | -37.1067 | 148.0694 | 1190 | 9 | 2 | 854 | 2 | 0.2 | 6 | 22.2222 | 1.7422
S38E148_RES_5492 | East | -37.1066 | 148.0519 | 1279 | 10 | 2 | 947 | 2.6 | 0.4 | 5 | 20 | 1.7422
S38E148_RES_5517 | East | -37.1056 | 148.0883 | 1130 | 15 | 2 | 947 | 1.8 | 0.2 | 13 | 13.3333 | 1.7422
S38E148_RES_5648 | East | -37.0999 | 148.0853 | 1159 | 18 | 2 | 805 | 1.6 | 0.2 | 14 | 11.1111 | 1.7422
S38E148_RES_5587 | East | -37.1025 | 148.2828 | 830 | 15 | 2 | 699 | 1.6 | 0.2 | 11 | 13.3333 | 1.7422
S38E148_RES_5600 | East | -37.1018 | 148.0179 | 1488 | 9 | 2 | 563 | 1.8 | 0.3 | 6 | 22.2222 | 1.7422
S38E148_RES_5631 | East | -37.1006 | 148.0675 | 1180 | 9 | 2 | 644 | 1.9 | 0.3 | 6 | 22.2222 | 1.7422
S38E148_RES_5680 | East | -37.0989 | 148.2344 | 960 | 10 | 2 | 1139 | 3 | 0.4 | 5 | 20 | 1.7422
S38E148_RES_5681 | East | -37.0989 | 148.2469 | 920 | 9 | 2 | 1968 | 5.4 | 0.7 | 3 | 22.2222 | 1.7422
S38E148_RES_5744 | East | -37.0971 | 148.2777 | 868 | 10 | 2 | 1745 | 4.7 | 0.6 | 4 | 20 | 1.7422
S38E148_RES_5798 | East | -37.0949 | 148.2093 | 1049 | 11 | 2 | 774 | 2.5 | 0.4 | 5 | 18.1818 | 1.7422
S38E148_RES_5822 | East | -37.0938 | 148.2038 | 1109 | 13 | 2 | 724 | 2 | 0.3 | 8 | 15.3846 | 1.7422
S38E148_RES_5921 | East | -37.0831 | 148.2614 | 890 | 12 | 2 | 2006 | 5.2 | 0.7 | 4 | 16.6667 | 1.7422
S38E148_RES_5986 | East | -37.0752 | 148.2772 | 851 | 11 | 2 | 1801 | 3.2 | 0.3 | 6 | 18.1818 | 1.7422
S38E148_RES_5987 | East | -37.075 | 148.2261 | 980 | 10 | 2 | 1022 | 2.6 | 0.3 | 5 | 20 | 1.7422
S38E148_RES_5989 | East | -37.0749 | 148.2806 | 851 | 22 | 2 | 1981 | 3.4 | 0.3 | 9 | 9.0909 | 1.7422
S38E148_RES_6012 | East | -37.0706 | 148.7658 | 960 | 13 | 2 | 1040 | 2.2 | 0.2 | 7 | 15.3846 | 1.7422
S38E148_RES_5947 | East | -37.0803 | 148.5528 | 640 | 11 | 2 | 1473 | 3.3 | 0.4 | 5 | 18.1818 | 1.7422
S38E148_RES_5952 | East | -37.0794 | 148.2269 | 990 | 10 | 2 | 1381 | 3.5 | 0.4 | 4 | 20 | 1.7422
S38E148_RES_5960 | East | -37.0785 | 148.5668 | 629 | 10 | 2 | 1219 | 2.8 | 0.3 | 5 | 20 | 1.7422
S38E148_RES_6060 | East | -37.0644 | 148.2206 | 1029 | 15 | 2 | 1331 | 3 | 0.3 | 6 | 13.3333 | 1.7422
S38E148_RES_6118 | East | -37.0578 | 148.2788 | 829 | 9 | 2 | 2204 | 6.1 | 0.8 | 3 | 22.2222 | 1.7422
S38E148_RES_6030 | East | -37.0683 | 148.2281 | 980 | 12 | 2 | 1641 | 3.9 | 0.5 | 4 | 16.6667 | 1.7422
S38E148_RES_6193 | East | -37.0497 | 148.2848 | 889 | 11 | 2 | 1542 | 3.7 | 0.5 | 5 | 18.1818 | 1.7422
S38E148_RES_6206 | East | -37.0486 | 148.3077 | 829 | 12 | 2 | 1251 | 3 | 0.4 | 6 | 16.6667 | 1.7422
S38E148_RES_6220 | East | -37.0472 | 148.215 | 1090 | 12 | 2 | 706 | 2.5 | 0.4 | 5 | 16.6667 | 1.7422
S38E148_RES_6131 | East | -37.0564 | 148.2225 | 1060 | 9 | 2 | 922 | 2.7 | 0.4 | 5 | 22.2222 | 1.7422
S38E148_RES_6144 | East | -37.0553 | 148.3044 | 839 | 9 | 2 | 1238 | 3.1 | 0.4 | 4 | 22.2222 | 1.7422
S38E148_RES_6155 | East | -37.0542 | 148.2822 | 860 | 16 | 2 | 1548 | 3.3 | 0.4 | 7 | 12.5 | 1.7422
S38E148_RES_6346 | East | -37.0339 | 148.4955 | 571 | 11 | 2 | 458 | 1.6 | 0.3 | 6 | 18.1818 | 1.7422
S38E148_RES_6364 | East | -37.0328 | 148.2922 | 880 | 16 | 2 | 1400 | 3.3 | 0.4 | 6 | 12.5 | 1.7422
S38E148_RES_6384 | East | -37.0308 | 148.5114 | 630 | 14 | 2 | 644 | 1.8 | 0.3 | 9 | 14.2857 | 1.7422
S38E148_RES_6235 | East | -37.045 | 148.3006 | 860 | 18 | 2 | 2439 | 3.5 | 0.2 | 8 | 11.1111 | 1.7422
S38E148_RES_6268 | East | -37.0412 | 148.2981 | 859 | 12 | 2 | 2303 | 3.9 | 0.3 | 5 | 16.6667 | 1.7422
S38E148_RES_6486 | East | -37.0228 | 148.2039 | 1210 | 9 | 2 | 953 | 2.4 | 0.3 | 5 | 22.2222 | 1.7422
S38E148_RES_6488 | East | -37.0228 | 148.5171 | 591 | 9 | 2 | 613 | 2.3 | 0.4 | 4 | 22.2222 | 1.7422
S38E148_RES_6497 | East | -37.0222 | 148.4806 | 590 | 9 | 2 | 594 | 1.7 | 0.2 | 7 | 22.2222 | 1.7422
S38E148_RES_6397 | East | -37.03 | 148.2153 | 1130 | 11 | 2 | 1046 | 3.1 | 0.5 | 5 | 18.1818 | 1.7422
S38E148_RES_6558 | East | -37.0189 | 148.4992 | 620 | 12 | 2 | 805 | 2.4 | 0.3 | 6 | 16.6667 | 1.7422
S38E148_RES_6569 | East | -37.0181 | 148.2103 | 1110 | 15 | 2 | 1189 | 2.3 | 0.2 | 10 | 13.3333 | 1.7422
S38E148_RES_6594 | East | -37.0156 | 148.4737 | 649 | 14 | 2 | 910 | 1.7 | 0.2 | 13 | 14.2857 | 1.7422
S38E148_RES_6506 | East | -37.0217 | 148.27 | 930 | 9 | 2 | 1015 | 2.9 | 0.4 | 4 | 22.2222 | 1.7422
S38E148_RES_6525 | East | -37.0206 | 148.4675 | 581 | 11 | 2 | 743 | 2.3 | 0.4 | 6 | 18.1818 | 1.7422
S38E148_RES_6620 | East | -37.0135 | 148.4814 | 662 | 16 | 2 | 793 | 1.8 | 0.2 | 11 | 12.5 | 1.7422
S38E148_RES_6662 | East | -37.0105 | 148.4942 | 629 | 13 | 2 | 502 | 1.2 | 0.2 | 12 | 15.3846 | 1.7422
S38E148_RES_6674 | East | -37.0092 | 148.1978 | 1210 | 9 | 2 | 1492 | 4.8 | 0.8 | 3 | 22.2222 | 1.7422
S38E148_RES_6734 | East | -37.0026 | 148.1968 | 1209 | 9 | 2 | 1771 | 5.3 | 0.8 | 3 | 22.2222 | 1.7422
S38E148_RES_6685 | East | -37.0078 | 148.2081 | 1100 | 11 | 2 | 1195 | 3.4 | 0.5 | 4 | 18.1818 | 1.7422
S38E148_RES_6691 | East | -37.0069 | 148.2078 | 1100 | 9 | 2 | 978 | 2.5 | 0.3 | 5 | 22.2222 | 1.7422
S38E148_RES_6719 | East | -37.0047 | 148.4934 | 679 | 12 | 2 | 464 | 1.4 | 0.2 | 10 | 16.6667 | 1.7422
S38E149_RES_4 | East | -37.4782 | 149.0963 | 489 | 13 | 2 | 593 | 1.6 | 0.2 | 9 | 15.3846 | 1.7422
S38E149_RES_74 | East | -37.4456 | 149.0819 | 571 | 13 | 2 | 693 | 1.4 | 0.1 | 14 | 15.3846 | 1.7422
S38E149_RES_194 | East | -37.3864 | 149.2961 | 610 | 9 | 2 | 711 | 2.1 | 0.3 | 5 | 22.2222 | 1.7422
S38E149_RES_218 | East | -37.3737 | 149.0762 | 631 | 15 | 2 | 612 | 1.2 | 0.1 | 15 | 13.3333 | 1.7422
S38E149_RES_328 | East | -37.3347 | 149.1011 | 560 | 9 | 2 | 383 | 1 | 0.1 | 12 | 22.2222 | 1.7422
S38E149_RES_350 | East | -37.3272 | 149.0123 | 721 | 11 | 2 | 1095 | 3.3 | 0.5 | 4 | 18.1818 | 1.7422
S38E149_RES_374 | East | -37.3194 | 149.1033 | 580 | 10 | 2 | 414 | 1.3 | 0.2 | 10 | 20 | 1.7422
S38E149_RES_454 | East | -37.3044 | 149.0036 | 879 | 13 | 2 | 650 | 1.5 | 0.2 | 11 | 15.3846 | 1.7422
S38E149_RES_466 | East | -37.3028 | 149.0147 | 811 | 9 | 2 | 464 | 1.4 | 0.2 | 8 | 22.2222 | 1.7422
S38E149_RES_486 | East | -37.3003 | 149.0295 | 771 | 12 | 2 | 557 | 2 | 0.4 | 7 | 16.6667 | 1.7422
S38E149_RES_533 | East | -37.2892 | 149.0353 | 760 | 10 | 2 | 390 | 1.1 | 0.2 | 11 | 20 | 1.7422
S38E149_RES_535 | East | -37.2884 | 149.0064 | 1121 | 12 | 2 | 1961 | 3.6 | 0.3 | 5 | 16.6667 | 1.7422
S38E149_RES_550 | East | -37.2864 | 149.0173 | 1001 | 9 | 2 | 600 | 1.9 | 0.3 | 6 | 22.2222 | 1.7422
S38E149_RES_559 | East | -37.2853 | 149.1626 | 588 | 10 | 2 | 1194 | 2.3 | 0.2 | 8 | 20 | 1.7422
S38E149_RES_569 | East | -37.2831 | 149.1706 | 610 | 12 | 2 | 1169 | 2.8 | 0.3 | 6 | 16.6667 | 1.7422
S38E149_RES_595 | East | -37.2792 | 149.1815 | 622 | 14 | 2 | 1578 | 3.1 | 0.3 | 6 | 14.2857 | 1.7422
S38E149_RES_639 | East | -37.2723 | 149.0238 | 869 | 10 | 2 | 724 | 1.9 | 0.2 | 8 | 20 | 1.7422
S38E149_RES_645 | East | -37.2714 | 149.045 | 730 | 20 | 2 | 730 | 1.7 | 0.2 | 12 | 10 | 1.7422
S38E149_RES_676 | East | -37.2658 | 149.0856 | 680 | 10 | 2 | 489 | 1.5 | 0.2 | 8 | 20 | 1.7422
S38E149_RES_681 | East | -37.2653 | 149.1961 | 570 | 9 | 2 | 1021 | 2.5 | 0.3 | 5 | 22.2222 | 1.7422
S38E149_RES_737 | East | -37.2578 | 149.0828 | 780 | 11 | 2 | 594 | 1.4 | 0.2 | 11 | 18.1818 | 1.7422
S38E149_RES_761 | East | -37.2544 | 149.185 | 600 | 17 | 2 | 1046 | 2 | 0.2 | 12 | 11.7647 | 1.7422
S38E149_RES_791 | East | -37.2514 | 149.0742 | 812 | 15 | 2 | 520 | 1.6 | 0.2 | 9 | 13.3333 | 1.7422
S38E149_RES_821 | East | -37.2478 | 149.0754 | 841 | 14 | 2 | 742 | 1.8 | 0.2 | 11 | 14.2857 | 1.7422
S38E149_RES_848 | East | -37.2453 | 149.1937 | 611 | 13 | 2 | 483 | 1.7 | 0.3 | 8 | 15.3846 | 1.7422
S38E149_RES_852 | East | -37.244 | 149.0622 | 1001 | 14 | 2 | 1708 | 3.7 | 0.4 | 6 | 14.2857 | 1.7422
S38E149_RES_884 | East | -37.2417 | 149.0819 | 750 | 12 | 2 | 464 | 1.3 | 0.2 | 10 | 16.6667 | 1.7422
S38E149_RES_920 | East | -37.24 | 149.1881 | 670 | 13 | 2 | 903 | 2.6 | 0.4 | 6 | 15.3846 | 1.7422
S38E149_RES_953 | East | -37.235 | 149.0328 | 990 | 11 | 2 | 1337 | 2.1 | 0.2 | 10 | 18.1818 | 1.7422
S38E149_RES_958 | East | -37.2344 | 149.0834 | 762 | 9 | 2 | 507 | 1.6 | 0.3 | 6 | 22.2222 | 1.7422
S38E149_RES_1021 | East | -37.2314 | 149.2189 | 600 | 18 | 2 | 934 | 1.7 | 0.2 | 15 | 11.1111 | 1.7422
S38E149_RES_1096 | East | -37.2242 | 149.0778 | 831 | 9 | 2 | 495 | 1.5 | 0.2 | 8 | 22.2222 | 1.7422
S38E149_RES_1100 | East | -37.224 | 149.0414 | 919 | 9 | 2 | 1584 | 4.4 | 0.6 | 3 | 22.2222 | 1.7422
S38E149_RES_1105 | East | -37.2234 | 149.2089 | 831 | 15 | 2 | 1132 | 2.1 | 0.2 | 12 | 13.3333 | 1.7422
S38E149_RES_1107 | East | -37.2231 | 149.1937 | 941 | 9 | 2 | 1120 | 2.4 | 0.3 | 6 | 22.2222 | 1.7422
S38E149_RES_1112 | East | -37.2228 | 149.1672 | 890 | 9 | 2 | 1287 | 3.4 | 0.4 | 4 | 22.2222 | 1.7422
S38E149_RES_1150 | East | -37.22 | 149.1614 | 860 | 24 | 2 | 1664 | 1.7 | 0.1 | 23 | 8.3333 | 1.7422
S38E149_RES_1158 | East | -37.2196 | 149.029 | 969 | 11 | 2 | 786 | 2 | 0.3 | 7 | 18.1818 | 1.7422
S38E149_RES_1188 | East | -37.2161 | 149.1954 | 941 | 9 | 2 | 922 | 2.6 | 0.4 | 6 | 22.2222 | 1.7422
S38E149_RES_1223 | East | -37.2144 | 149.0592 | 930 | 10 | 2 | 1417 | 4.8 | 0.8 | 3 | 20 | 1.7422
S38E149_RES_1228 | East | -37.2142 | 149.0914 | 750 | 14 | 2 | 575 | 2.1 | 0.4 | 6 | 14.2857 | 1.7422
S38E149_RES_1236 | East | -37.2136 | 149.0617 | 930 | 11 | 2 | 767 | 2.4 | 0.4 | 5 | 18.1818 | 1.7422
S38E149_RES_1238 | East | -37.2135 | 149.2088 | 818 | 17 | 2 | 798 | 1.7 | 0.2 | 10 | 11.7647 | 1.7422
S38E149_RES_1243 | East | -37.2133 | 149.1786 | 900 | 12 | 2 | 1213 | 2.9 | 0.3 | 6 | 16.6667 | 1.7422
S38E149_RES_1253 | East | -37.2116 | 149.1594 | 901 | 10 | 2 | 1671 | 4.2 | 0.5 | 4 | 20 | 1.7422
S38E149_RES_1266 | East | -37.2105 | 149.2103 | 819 | 10 | 2 | 1083 | 2.9 | 0.4 | 5 | 20 | 1.7422
S38E149_RES_1284 | East | -37.2092 | 149.1903 | 920 | 9 | 2 | 687 | 1.9 | 0.3 | 6 | 22.2222 | 1.7422
S38E149_RES_1288 | East | -37.209 | 149.1577 | 831 | 13 | 2 | 866 | 1.1 | 0.1 | 21 | 15.3846 | 1.7422
S38E149_RES_1298 | East | -37.2083 | 149.205 | 870 | 9 | 2 | 668 | 1.8 | 0.2 | 7 | 22.2222 | 1.7422
S38E149_RES_1299 | East | -37.2083 | 149.2119 | 810 | 9 | 2 | 687 | 1.9 | 0.3 | 6 | 22.2222 | 1.7422
S38E149_RES_1320 | East | -37.2067 | 149.0887 | 781 | 9 | 2 | 483 | 1.7 | 0.3 | 6 | 22.2222 | 1.7422
S38E149_RES_1335 | East | -37.2053 | 149.1864 | 890 | 9 | 2 | 1330 | 4.3 | 0.7 | 3 | 22.2222 | 1.7422
S38E149_RES_1370 | East | -37.2024 | 149.1614 | 819 | 17 | 2 | 687 | 1.5 | 0.2 | 14 | 11.7647 | 1.7422
S38E149_RES_1378 | East | -37.2011 | 149.0944 | 750 | 11 | 2 | 514 | 1.9 | 0.3 | 6 | 18.1818 | 1.7422
S38E149_RES_1405 | East | -37.1989 | 149.0769 | 909 | 18 | 2 | 1262 | 2.2 | 0.2 | 12 | 11.1111 | 1.7422
S38E149_RES_1427 | East | -37.1978 | 149.0694 | 950 | 10 | 2 | 1423 | 4.1 | 0.6 | 3 | 20 | 1.7422
S38E149_RES_1450 | East | -37.1959 | 149.1792 | 839 | 31 | 2 | 1553 | 2.2 | 0.2 | 14 | 6.4516 | 1.7422
S38E149_RES_1455 | East | -37.1958 | 149.1684 | 851 | 9 | 2 | 1695 | 4.6 | 0.6 | 4 | 22.2222 | 1.7422
S38E149_RES_1490 | East | -37.1935 | 149.1713 | 781 | 11 | 2 | 334 | 1.1 | 0.2 | 10 | 18.1818 | 1.7422
S38E149_RES_1541 | East | -37.1892 | 149.1434 | 921 | 10 | 2 | 1101 | 2.7 | 0.3 | 6 | 20 | 1.7422
S38E149_RES_1618 | East | -37.1829 | 149.1412 | 931 | 11 | 2 | 767 | 2.2 | 0.3 | 6 | 18.1818 | 1.7422
S39E143_RES_17 | West | -38.7126 | 143.3807 | 341 | 12 | 2 | 1911 | 3.8 | 0.4 | 6 | 16.6667 | 1.7422
S39E143_RES_20 | West | -38.7077 | 143.3754 | 341 | 9 | 2 | 1762 | 4.4 | 0.5 | 4 | 22.2222 | 1.7422
S39E143_RES_24 | West | -38.7047 | 143.3466 | 352 | 13 | 2 | 2042 | 3.5 | 0.3 | 7 | 15.3846 | 1.7422
S39E143_RES_26 | West | -38.7046 | 143.3536 | 337 | 13 | 2 | 959 | 2 | 0.2 | 10 | 15.3846 | 1.7422
S39E143_RES_32 | West | -38.6985 | 143.7094 | 299 | 10 | 2 | 968 | 2.9 | 0.4 | 5 | 20 | 1.7422
S39E143_RES_36 | West | -38.6955 | 143.388 | 397 | 18 | 2 | 1651 | 1.6 | 0.1 | 19 | 11.1111 | 1.7422
S39E143_RES_39 | West | -38.6941 | 143.7192 | 329 | 17 | 2 | 830 | 1.8 | 0.2 | 12 | 11.7647 | 1.7422
S39E143_RES_59 | West | -38.6883 | 143.6097 | 399 | 12 | 2 | 322 | 0.8 | 0.1 | 21 | 16.6667 | 1.7422
S39E143_RES_77 | West | -38.6862 | 143.6122 | 431 | 9 | 2 | 943 | 1.8 | 0.2 | 9 | 22.2222 | 1.7422
S39E143_RES_80 | West | -38.6856 | 143.369 | 389 | 14 | 2 | 1034 | 1.4 | 0.1 | 15 | 14.2857 | 1.7422
S39E143_RES_108 | West | -38.6831 | 143.3975 | 400 | 9 | 2 | 968 | 3.4 | 0.6 | 3 | 22.2222 | 1.7422
S39E143_RES_118 | West | -38.6819 | 143.7742 | 310 | 10 | 2 | 1175 | 2.6 | 0.3 | 6 | 20 | 1.7422
S39E143_RES_134 | West | -38.681 | 143.3691 | 391 | 14 | 2 | 1523 | 3.1 | 0.3 | 7 | 14.2857 | 1.7422
S39E143_RES_138 | West | -38.6808 | 143.7244 | 400 | 11 | 2 | 697 | 1.9 | 0.3 | 6 | 18.1818 | 1.7422
S39E143_RES_140 | West | -38.6806 | 143.613 | 459 | 10 | 2 | 1114 | 3.5 | 0.6 | 4 | 20 | 1.7422
S39E143_RES_187 | West | -38.6779 | 143.685 | 372 | 11 | 2 | 1023 | 2.1 | 0.2 | 8 | 18.1818 | 1.7422
S39E143_RES_189 | West | -38.6778 | 143.5978 | 460 | 11 | 2 | 547 | 1.3 | 0.2 | 13 | 18.1818 | 1.7422
S39E143_RES_196 | West | -38.6774 | 143.4332 | 479 | 13 | 2 | 1643 | 3.9 | 0.5 | 5 | 15.3846 | 1.7422
S39E143_RES_201 | West | -38.6769 | 143.4053 | 460 | 13 | 2 | 1963 | 4.5 | 0.5 | 5 | 15.3846 | 1.7422
S39E143_RES_205 | West | -38.6769 | 143.4107 | 458 | 20 | 2 | 1692 | 3 | 0.3 | 7 | 10 | 1.7422
S39E143_RES_206 | West | -38.6766 | 143.4435 | 439 | 14 | 2 | 1416 | 2.6 | 0.2 | 9 | 14.2857 | 1.7422
S39E143_RES_217 | West | -38.6748 | 143.4159 | 461 | 9 | 2 | 1088 | 2.9 | 0.4 | 4 | 22.2222 | 1.7422
S39E143_RES_247 | West | -38.6716 | 143.4466 | 438 | 10 | 2 | 1982 | 3.5 | 0.3 | 6 | 20 | 1.7422
S39E143_RES_255 | West | -38.6708 | 143.7925 | 330 | 9 | 2 | 1048 | 2.3 | 0.3 | 6 | 22.2222 | 1.7422
S39E143_RES_286 | West | -38.6676 | 143.4429 | 480 | 9 | 2 | 579 | 1.8 | 0.3 | 6 | 22.2222 | 1.7422
S39E143_RES_290 | West | -38.6667 | 143.4494 | 490 | 12 | 2 | 1190 | 2.8 | 0.3 | 6 | 16.6667 | 1.7422
S39E143_RES_310 | West | -38.6634 | 143.4104 | 479 | 17 | 2 | 1811 | 2.9 | 0.2 | 8 | 11.7647 | 1.7422
S39E143_RES_334 | West | -38.6597 | 143.4282 | 479 | 13 | 2 | 1562 | 3.2 | 0.3 | 5 | 15.3846 | 1.7422
S39E143_RES_358 | West | -38.6552 | 143.6398 | 439 | 16 | 2 | 537 | 1.4 | 0.2 | 14 | 12.5 | 1.7422
S39E143_RES_402 | West | -38.6421 | 143.4958 | 479 | 13 | 2 | 1761 | 4.2 | 0.5 | 4 | 15.3846 | 1.7422
S39E143_RES_414 | West | -38.6407 | 143.6324 | 497 | 9 | 2 | 881 | 2.3 | 0.3 | 5 | 22.2222 | 1.7422
S39E143_RES_426 | West | -38.6394 | 143.6335 | 501 | 10 | 2 | 1094 | 2.9 | 0.4 | 6 | 20 | 1.7422
S39E143_RES_429 | West | -38.6388 | 143.5314 | 478 | 14 | 2 | 1128 | 2.7 | 0.3 | 7 | 14.2857 | 1.7422
S39E143_RES_449 | West | -38.6369 | 143.51 | 470 | 10 | 2 | 1674 | 3.4 | 0.4 | 6 | 20 | 1.7422
S39E143_RES_468 | West | -38.6333 | 143.5867 | 520 | 14 | 2 | 1694 | 3 | 0.3 | 8 | 14.2857 | 1.7422
S39E143_RES_511 | West | -38.6286 | 143.6035 | 501 | 9 | 2 | 1554 | 3.4 | 0.4 | 4 | 22.2222 | 1.7422
S39E143_RES_552 | West | -38.6257 | 143.5174 | 468 | 20 | 2 | 2242 | 4.4 | 0.4 | 5 | 10 | 1.7422
S39E143_RES_570 | West | -38.6242 | 143.505 | 419 | 14 | 2 | 495 | 1.5 | 0.2 | 10 | 14.2857 | 1.7422
S39E143_RES_577 | West | -38.6234 | 143.5464 | 438 | 15 | 2 | 701 | 2.2 | 0.3 | 6 | 13.3333 | 1.7422
S39E143_RES_579 | West | -38.6229 | 143.6083 | 469 | 9 | 2 | 1294 | 3.4 | 0.4 | 4 | 22.2222 | 1.7422
S39E143_RES_603 | West | -38.6206 | 143.5839 | 440 | 12 | 2 | 1639 | 3.4 | 0.3 | 6 | 16.6667 | 1.7422
S39E143_RES_609 | West | -38.6202 | 143.4968 | 432 | 11 | 2 | 1037 | 2.5 | 0.3 | 6 | 18.1818 | 1.7422
S39E143_RES_613 | West | -38.6192 | 143.5769 | 439 | 10 | 2 | 2058 | 4.8 | 0.5 | 4 | 20 | 1.7422
S39E143_RES_618 | West | -38.6167 | 143.5189 | 440 | 9 | 2 | 1641 | 3.5 | 0.4 | 4 | 22.2222 | 1.7422
S39E143_RES_625 | West | -38.6133 | 143.5417 | 410 | 12 | 2 | 1434 | 3.6 | 0.5 | 5 | 16.6667 | 1.7422
S39E143_RES_626 | West | -38.6131 | 143.5206 | 410 | 9 | 2 | 1203 | 3.9 | 0.6 | 4 | 22.2222 | 1.7422
S39E143_RES_632 | West | -38.5574 | 143.7952 | 511 | 9 | 2 | 1217 | 3 | 0.4 | 5 | 22.2222 | 1.7422
S39E143_RES_649 | West | -38.5193 | 143.8534 | 528 | 13 | 2 | 1623 | 3.6 | 0.4 | 6 | 15.3846 | 1.7422
S39E145_RES_4 | West | -38.3228 | 145.9643 | 398 | 10 | 2 | 955 | 2.4 | 0.3 | 6 | 20 | 1.7422
S39E145_RES_7 | West | -38.3201 | 145.9819 | 421 | 20 | 2 | 658 | 1.3 | 0.1 | 21 | 10 | 1.7422
S39E146_RES_2 | Central | -38.5938 | 146.3178 | 361 | 9 | 2 | 1314 | 3.4 | 0.4 | 4 | 22.2222 | 1.7422
S39E146_RES_3 | Central | -38.5933 | 146.3219 | 371 | 11 | 2 | 1290 | 3.3 | 0.4 | 5 | 18.1818 | 1.7422
S39E146_RES_54 | Central | -38.5539 | 146.4269 | 370 | 11 | 2 | 784 | 2.1 | 0.3 | 7 | 18.1818 | 1.7422
S39E146_RES_59 | Central | -38.5335 | 146.3883 | 459 | 11 | 2 | 1361 | 2.5 | 0.2 | 9 | 18.1818 | 1.7422
S39E146_RES_60 | Central | -38.5292 | 146.3856 | 460 | 11 | 2 | 1159 | 2.6 | 0.3 | 8 | 18.1818 | 1.7422
S39E146_RES_68 | Central | -38.5033 | 146.4678 | 370 | 9 | 2 | 795 | 1.8 | 0.2 | 8 | 22.2222 | 1.7422
S39E146_RES_95 | Central | -38.4875 | 146.5428 | 380 | 14 | 2 | 715 | 2.1 | 0.3 | 8 | 14.2857 | 1.7422
S39E146_RES_127 | Central | -38.4828 | 146.5308 | 370 | 10 | 2 | 1155 | 2.9 | 0.4 | 6 | 20 | 1.7422
S39E146_RES_192 | Central | -38.47 | 146.4611 | 480 | 13 | 2 | 642 | 1 | 0.1 | 22 | 15.3846 | 1.7422
S39E146_RES_208 | Central | -38.4644 | 146.5076 | 611 | 11 | 2 | 813 | 1.8 | 0.2 | 10 | 18.1818 | 1.7422
S39E146_RES_257 | Central | -38.4538 | 146.5999 | 369 | 15 | 2 | 500 | 1.4 | 0.2 | 11 | 13.3333 | 1.7422
S39E146_RES_300 | Central | -38.4444 | 146.5618 | 559 | 9 | 2 | 346 | 1 | 0.1 | 12 | 22.2222 | 1.7422
S39E146_RES_340 | Central | -38.4262 | 146.6105 | 539 | 11 | 2 | 642 | 1.6 | 0.2 | 10 | 18.1818 | 1.7422
S39E146_RES_413 | Central | -38.4147 | 146.6031 | 580 | 19 | 2 | 709 | 1.3 | 0.1 | 16 | 10.5263 | 1.7422
S39E146_RES_414 | Central | -38.4147 | 146.6135 | 618 | 14 | 2 | 2035 | 4.3 | 0.5 | 5 | 14.2857 | 1.7422
S39E146_RES_442 | Central | -38.4133 | 146.5997 | 540 | 13 | 2 | 364 | 1.2 | 0.2 | 9 | 15.3846 | 1.7422
S39E146_RES_445 | Central | -38.4132 | 146.5696 | 651 | 11 | 2 | 1661 | 4.1 | 0.5 | 4 | 18.1818 | 1.7422
S39E146_RES_459 | Central | -38.4116 | 146.4301 | 448 | 11 | 2 | 511 | 1.5 | 0.2 | 8 | 18.1818 | 1.7422
S39E146_RES_478 | Central | -38.4101 | 146.6431 | 591 | 9 | 2 | 986 | 2.3 | 0.3 | 7 | 22.2222 | 1.7422
S39E146_RES_493 | Central | -38.4083 | 146.5776 | 661 | 12 | 2 | 1586 | 3 | 0.3 | 6 | 16.6667 | 1.7422
S39E146_RES_507 | Central | -38.4075 | 146.6178 | 540 | 12 | 2 | 888 | 2.1 | 0.2 | 8 | 16.6667 | 1.7422
S39E146_RES_518 | Central | -38.4066 | 146.6156 | 521 | 13 | 2 | 709 | 2 | 0.3 | 7 | 15.3846 | 1.7422
S39E146_RES_558 | Central | -38.4022 | 146.4728 | 550 | 12 | 2 | 489 | 1.6 | 0.3 | 8 | 16.6667 | 1.7422
S39E146_RES_575 | Central | -38.4008 | 146.6748 | 431 | 12 | 2 | 611 | 1.5 | 0.2 | 9 | 16.6667 | 1.7422
S39E146_RES_603 | Central | -38.3978 | 146.6721 | 472 | 10 | 2 | 1213 | 3.4 | 0.5 | 4 | 20 | 1.7422
S39E146_RES_613 | Central | -38.3967 | 146.6519 | 610 | 12 | 2 | 2152 | 5 | 0.6 | 3 | 16.6667 | 1.7422
S39E146_RES_617 | Central | -38.3964 | 146.6411 | 570 | 9 | 2 | 826 | 2.6 | 0.4 | 4 | 22.2222 | 1.7422
S39E146_RES_618 | Central | -38.3961 | 146.5861 | 660 | 10 | 2 | 1195 | 2.7 | 0.3 | 5 | 20 | 1.7422
S39E146_RES_661 | Central | -38.393 | 146.5662 | 661 | 9 | 2 | 1011 | 3.5 | 0.6 | 4 | 22.2222 | 1.7422
S39E146_RES_724 | Central | -38.3875 | 146.4933 | 530 | 9 | 2 | 1197 | 3.3 | 0.5 | 4 | 22.2222 | 1.7422
S39E146_RES_732 | Central | -38.3863 | 146.6359 | 492 | 11 | 2 | 1775 | 3.8 | 0.4 | 5 | 18.1818 | 1.7422
S39E146_RES_733 | Central | -38.3861 | 146.6777 | 581 | 10 | 2 | 1913 | 4.7 | 0.6 | 4 | 20 | 1.7422
S39E146_RES_806 | Central | -38.3761 | 146.6799 | 592 | 10 | 2 | 1562 | 3.2 | 0.3 | 6 | 20 | 1.7422
S39E146_RES_879 | Central | -38.3661 | 146.6842 | 481 | 11 | 2 | 924 | 2.5 | 0.3 | 6 | 18.1818 | 1.7422
S39E146_RES_889 | Central | -38.3643 | 146.6737 | 518 | 9 | 2 | 1322 | 3.7 | 0.5 | 4 | 22.2222 | 1.7422
S39E146_RES_908 | Central | -38.3589 | 146.7009 | 459 | 11 | 2 | 1400 | 2.6 | 0.2 | 7 | 18.1818 | 1.7422
S39E146_RES_942 | Central | -38.3523 | 146.5594 | 409 | 10 | 2 | 436 | 1.4 | 0.2 | 7 | 20 | 1.7422
S39E146_RES_973 | Central | -38.3415 | 146.5762 | 419 | 9 | 2 | 995 | 3.1 | 0.5 | 4 | 22.2222 | 1.7422
S39E146_RES_975 | Central | -38.2688 | 146.0328 | 409 | 14 | 2 | 1152 | 2.4 | 0.3 | 9 | 14.2857 | 1.7422
S39E146_RES_992 | Central | -38.2612 | 146.0323 | 409 | 10 | 2 | 864 | 2 | 0.2 | 9 | 20 | 1.7422
S39E146_RES_998 | Central | -38.26 | 146.0861 | 410 | 10 | 2 | 1047 | 2.4 | 0.3 | 7 | 20 | 1.7422
S39E146_RES_1002 | Central | -38.2583 | 146.06 | 400 | 10 | 2 | 1269 | 2.8 | 0.3 | 6 | 20 | 1.7422
S39E146_RES_1009 | Central | -38.2564 | 146.0919 | 390 | 12 | 2 | 1343 | 3 | 0.3 | 6 | 16.6667 | 1.7422
S39E146_RES_1024 | Central | -38.2431 | 146.0853 | 380 | 10 | 2 | 1289 | 2.4 | 0.2 | 9 | 20 | 1.7422
S39E146_RES_1026 | Central | -38.2393 | 146.1921 | 359 | 12 | 2 | 1544 | 3.6 | 0.4 | 5 | 16.6667 | 1.7422
S39E146_RES_1031 | Central | -38.2373 | 146.1841 | 361 | 13 | 2 | 920 | 2 | 0.2 | 9 | 15.3846 | 1.7422
S39E146_RES_1036 | Central | -38.2308 | 146.2155 | 361 | 9 | 2 | 1493 | 3.9 | 0.5 | 4 | 22.2222 | 1.7422
S39E146_RES_1038 | Central | -38.2241 | 146.2244 | 369 | 11 | 2 | 2196 | 4.7 | 0.5 | 4 | 18.1818 | 1.7422
S36E147_RES_61 | Central | -35.9893 | 147.6741 | 527 | 11 | 1 | 530 | 1.2 | 0.1 | 9 | 9.0909 | 0.87111
S36E147_RES_141 | Central | -35.9727 | 147.6922 | 511 | 11 | 1 | 684 | 1.5 | 0.2 | 8 | 9.0909 | 0.87111
S37E145_RES_33 | West | -36.9344 | 145.922 | 869 | 9 | 1 | 526 | 1.5 | 0.2 | 7 | 11.1111 | 0.87111
S37E145_RES_42 | West | -36.932 | 145.9161 | 922 | 10 | 1 | 1170 | 2.6 | 0.3 | 5 | 10 | 0.87111
S37E145_RES_52 | West | -36.9299 | 145.8314 | 638 | 11 | 1 | 2069 | 2.9 | 0.2 | 6 | 9.0909 | 0.87111
S37E145_RES_79 | West | -36.9262 | 145.9406 | 751 | 9 | 1 | 1629 | 2.9 | 0.3 | 5 | 11.1111 | 0.87111
S37E145_RES_85 | West | -36.9254 | 145.8888 | 812 | 10 | 1 | 923 | 1.8 | 0.2 | 7 | 10 | 0.87111
S37E145_RES_89 | West | -36.925 | 145.8981 | 940 | 9 | 1 | 1368 | 2.7 | 0.3 | 5 | 11.1111 | 0.87111
S37E145_RES_334 | West | -36.899 | 145.91 | 829 | 9 | 1 | 1102 | 2.5 | 0.3 | 4 | 11.1111 | 0.87111
S37E145_RES_374 | West | -36.8939 | 145.9208 | 709 | 9 | 1 | 340 | 1 | 0.1 | 8 | 11.1111 | 0.87111
S37E145_RES_520 | West | -36.8607 | 145.6529 | 498 | 10 | 1 | 830 | 2.1 | 0.3 | 5 | 10 | 0.87111
S37E145_RES_551 | West | -36.8519 | 145.9645 | 549 | 9 | 1 | 812 | 2.1 | 0.3 | 5 | 11.1111 | 0.87111
S37E145_RES_562 | West | -36.8501 | 145.9008 | 609 | 11 | 1 | 1387 | 2.2 | 0.2 | 8 | 9.0909 | 0.87111
S37E145_RES_564 | West | -36.8498 | 145.9204 | 547 | 10 | 1 | 954 | 1.6 | 0.1 | 9 | 10 | 0.87111
S37E145_RES_587 | West | -36.8461 | 145.9763 | 549 | 10 | 1 | 942 | 2.5 | 0.3 | 4 | 10 | 0.87111
S37E145_RES_636 | West | -36.837 | 145.8909 | 691 | 9 | 1 | 1301 | 2.6 | 0.3 | 5 | 11.1111 | 0.87111
S37E145_RES_672 | West | -36.8326 | 145.8621 | 697 | 9 | 1 | 1609 | 3.2 | 0.3 | 4 | 11.1111 | 0.87111
S37E145_RES_850 | West | -36.8131 | 145.6813 | 558 | 11 | 1 | 1097 | 2.2 | 0.2 | 6 | 9.0909 | 0.87111
S37E145_RES_858 | West | -36.8107 | 145.9053 | 568 | 12 | 1 | 1517 | 2.9 | 0.3 | 5 | 8.3333 | 0.87111
S37E145_RES_878 | West | -36.7864 | 145.8512 | 652 | 9 | 1 | 1208 | 2.8 | 0.3 | 4 | 11.1111 | 0.87111
S37E145_RES_899 | West | -36.779 | 145.8748 | 699 | 11 | 1 | 441 | 1.2 | 0.2 | 9 | 9.0909 | 0.87111
S37E145_RES_927 | West | -36.7708 | 145.8706 | 580 | 9 | 1 | 520 | 1.6 | 0.3 | 6 | 11.1111 | 0.87111
S37E145_RES_969 | West | -36.7597 | 145.833 | 559 | 9 | 1 | 1202 | 3 | 0.4 | 4 | 11.1111 | 0.87111
S37E145_RES_996 | West | -36.7542 | 145.8547 | 579 | 9 | 1 | 1567 | 3.2 | 0.3 | 5 | 11.1111 | 0.87111
S37E145_RES_1070 | West | -36.7381 | 145.8864 | 589 | 9 | 1 | 1599 | 2.9 | 0.3 | 5 | 11.1111 | 0.87111
S37E145_RES_1192 | West | -36.6991 | 145.8253 | 532 | 9 | 1 | 1295 | 2.2 | 0.2 | 4 | 11.1111 | 0.87111
S37E146_RES_1078 | Central | -36.9211 | 146.2972 | 880 | 11 | 1 | 1300 | 2.7 | 0.3 | 5 | 9.0909 | 0.87111
S37E146_RES_1207 | Central | -36.9092 | 146.3089 | 810 | 10 | 1 | 1189 | 3 | 0.4 | 4 | 10 | 0.87111
S37E146_RES_125 | Central | -36.9789 | 146.3156 | 860 | 9 | 1 | 718 | 1.7 | 0.2 | 7 | 11.1111 | 0.87111
S37E146_RES_1537 | Central | -36.8778 | 146.1709 | 719 | 9 | 1 | 533 | 1.5 | 0.2 | 6 | 11.1111 | 0.87111
S37E146_RES_1572 | Central | -36.8749 | 146.1786 | 811 | 12 | 1 | 1765 | 2.8 | 0.2 | 5 | 8.3333 | 0.87111
S37E146_RES_1728 | Central | -36.8623 | 146.2915 | 818 | 10 | 1 | 1269 | 2.5 | 0.2 | 5 | 10 | 0.87111
S37E146_RES_1738 | Central | -36.8617 | 146.3011 | 789 | 13 | 1 | 1089 | 1.8 | 0.1 | 7 | 7.6923 | 0.87111
S37E146_RES_1767 | Central | -36.8567 | 146.1897 | 770 | 13 | 1 | 1946 | 3.1 | 0.2 | 5 | 7.6923 | 0.87111
S37E146_RES_1796 | Central | -36.8519 | 146.3136 | 730 | 9 | 1 | 210 | 0.7 | 0.1 | 11 | 11.1111 | 0.87111
S37E146_RES_1893 | Central | -36.8414 | 146.3291 | 749 | 10 | 1 | 694 | 2.2 | 0.4 | 4 | 10 | 0.87111
S37E146_RES_1901 | Central | -36.8408 | 146.3349 | 691 | 10 | 1 | 377 | 0.8 | 0.1 | 15 | 10 | 0.87111
S37E146_RES_2155 | Central | -36.8212 | 146.1888 | 729 | 12 | 1 | 496 | 1.2 | 0.1 | 11 | 8.3333 | 0.87111
S37E146_RES_2202 | Central | -36.8177 | 146.3245 | 781 | 9 | 1 | 805 | 1.5 | 0.1 | 6 | 11.1111 | 0.87111
S37E146_RES_2228 | Central | -36.8153 | 146.3156 | 780 | 9 | 1 | 1555 | 3.5 | 0.4 | 4 | 11.1111 | 0.87111
S37E146_RES_2233 | Central | -36.8147 | 146.7954 | 689 | 9 | 1 | 458 | 1.2 | 0.2 | 9 | 11.1111 | 0.87111
S37E146_RES_2240 | Central | -36.8133 | 146.3183 | 780 | 10 | 1 | 1399 | 2.4 | 0.2 | 5 | 10 | 0.87111
S37E146_RES_2273 | Central | -36.8116 | 146.259 | 832 | 9 | 1 | 1809 | 3.4 | 0.3 | 4 | 11.1111 | 0.87111
S37E146_RES_247 | Central | -36.9703 | 146.2076 | 688 | 11 | 1 | 669 | 1.4 | 0.1 | 10 | 9.0909 | 0.87111
S37E146_RES_251 | Central | -36.9701 | 146.2501 | 877 | 9 | 1 | 1059 | 2.4 | 0.3 | 4 | 11.1111 | 0.87111
S37E146_RES_354 | Central | -36.9661 | 146.1978 | 710 | 12 | 1 | 1746 | 2.7 | 0.2 | 7 | 8.3333 | 0.87111
S37E146_RES_50 | Central | -36.9874 | 146.4076 | 1108 | 9 | 1 | 811 | 2.2 | 0.3 | 4 | 11.1111 | 0.87111
S37E146_RES_565 | Central | -36.9584 | 146.1841 | 681 | 10 | 1 | 1207 | 2.6 | 0.3 | 5 | 10 | 0.87111
S37E146_RES_58 | Central | -36.9856 | 146.3947 | 911 | 10 | 1 | 415 | 1.1 | 0.1 | 10 | 10 | 0.87111
S37E146_RES_671 | Central | -36.9525 | 146.2239 | 820 | 12 | 1 | 1337 | 2.2 | 0.2 | 7 | 8.3333 | 0.87111
S37E146_RES_69 | Central | -36.9834 | 146.3064 | 851 | 9 | 1 | 1622 | 3.2 | 0.3 | 3 | 11.1111 | 0.87111
S37E146_RES_739 | Central | -36.9492 | 146.8961 | 810 | 10 | 1 | 316 | 0.9 | 0.1 | 12 | 10 | 0.87111
S37E146_RES_78 | Central | -36.9825 | 146.3136 | 850 | 9 | 1 | 1411 | 2.4 | 0.2 | 4 | 11.1111 | 0.87111
S37E146_RES_834 | Central | -36.9439 | 146.3113 | 931 | 13 | 1 | 1381 | 2.4 | 0.2 | 7 | 7.6923 | 0.87111
S37E146_RES_2427 | Central | -36.7981 | 146.3187 | 791 | 14 | 1 | 1152 | 1.8 | 0.1 | 11 | 7.1429 | 0.87111
S37E146_RES_2469 | Central | -36.793 | 146.3148 | 792 | 12 | 1 | 1332 | 1.5 | 0.1 | 11 | 8.3333 | 0.87111
S37E146_RES_2445 | Central | -36.7958 | 146.2295 | 719 | 9 | 1 | 1425 | 2.7 | 0.3 | 5 | 11.1111 | 0.87111
S37E146_RES_2670 | Central | -36.7779 | 146.3172 | 642 | 9 | 1 | 644 | 1.9 | 0.3 | 5 | 11.1111 | 0.87111
S37E146_RES_2566 | Central | -36.7864 | 146.3496 | 748 | 10 | 1 | 1480 | 2.3 | 0.2 | 6 | 10 | 0.87111
S37E146_RES_2551 | Central | -36.7874 | 146.1842 | 752 | 16 | 1 | 1400 | 1.6 | 0.1 | 12 | 6.25 | 0.87111
S37E146_RES_2718 | Central | -36.7752 | 146.1966 | 671 | 10 | 1 | 1151 | 2.8 | 0.4 | 4 | 10 | 0.87111
S37E146_RES_2882 | Central | -36.7563 | 146.1821 | 651 | 9 | 1 | 1740 | 3.7 | 0.4 | 4 | 11.1111 | 0.87111
S37E146_RES_2833 | Central | -36.7636 | 146.1814 | 660 | 9 | 1 | 1605 | 3.7 | 0.4 | 3 | 11.1111 | 0.87111
S37E146_RES_3388 | Central | -36.4998 | 146.9741 | 679 | 9 | 1 | 521 | 1.5 | 0.2 | 7 | 11.1111 | 0.87111
S37E146_RES_3339 | Central | -36.5084 | 146.9236 | 681 | 10 | 1 | 1245 | 2.1 | 0.2 | 7 | 10 | 0.87111
S37E146_RES_3130 | Central | -36.6242 | 146.7278 | 520 | 9 | 1 | 583 | 1.6 | 0.2 | 5 | 11.1111 | 0.87111
S37E146_RES_3697 | Central | -36.4448 | 146.7329 | 802 | 10 | 1 | 825 | 1.5 | 0.1 | 10 | 10 | 0.87111
S37E146_RES_3897 | Central | -36.4238 | 146.7763 | 811 | 10 | 1 | 1551 | 2.8 | 0.3 | 6 | 10 | 0.87111
S37E146_RES_3976 | Central | -36.418 | 146.9587 | 839 | 9 | 1 | 706 | 2.1 | 0.3 | 4 | 11.1111 | 0.87111
S37E146_RES_4274 | Central | -36.3998 | 146.7242 | 828 | 9 | 1 | 1241 | 2.2 | 0.2 | 7 | 11.1111 | 0.87111
S37E146_RES_4218 | Central | -36.4048 | 146.8044 | 718 | 12 | 1 | 856 | 2 | 0.2 | 6 | 8.3333 | 0.87111
S37E146_RES_4421 | Central | -36.3827 | 146.7787 | 698 | 9 | 1 | 962 | 2.3 | 0.3 | 5 | 11.1111 | 0.87111
S37E146_RES_4333 | Central | -36.395 | 146.969 | 1003 | 9 | 1 | 1463 | 3.3 | 0.4 | 4 | 11.1111 | 0.87111
S37E146_RES_4338 | Central | -36.3947 | 146.711 | 691 | 9 | 1 | 1286 | 2.7 | 0.3 | 5 | 11.1111 | 0.87111
S37E146_RES_4284 | Central | -36.3985 | 146.7322 | 788 | 10 | 1 | 552 | 1.7 | 0.2 | 6 | 10 | 0.87111
S37E146_RES_4599 | Central | -36.3506 | 146.7473 | 719 | 9 | 1 | 1147 | 2 | 0.2 | 8 | 11.1111 | 0.87111
S37E146_RES_4610 | Central | -36.3492 | 146.7183 | 680 | 12 | 1 | 1980 | 2.4 | 0.1 | 9 | 8.3333 | 0.87111
S37E146_RES_4541 | Central | -36.3584 | 146.9441 | 591 | 12 | 1 | 789 | 1.8 | 0.2 | 6 | 8.3333 | 0.87111
S37E146_RES_4492 | Central | -36.3683 | 146.9464 | 690 | 9 | 1 | 1247 | 2.7 | 0.3 | 5 | 11.1111 | 0.87111
S37E146_RES_4627 | Central | -36.3447 | 146.7526 | 728 | 9 | 1 | 751 | 1.4 | 0.1 | 8 | 11.1111 | 0.87111
S37E146_RES_4842 | Central | -36.2334 | 146.8798 | 589 | 9 | 1 | 907 | 2.3 | 0.3 | 5 | 11.1111 | 0.87111
S37E147_RES_1040 | Central | -36.8775 | 147.9878 | 1280 | 9 | 1 | 769 | 1.4 | 0.1 | 8 | 11.1111 | 0.87111
S37E147_RES_1122 | Central | -36.8699 | 147.665 | 809 | 9 | 1 | 700 | 1.9 | 0.2 | 5 | 11.1111 | 0.87111
S37E147_RES_1263 | Central | -36.8623 | 147.5516 | 1128 | 10 | 1 | 638 | 1.3 | 0.1 | 10 | 10 | 0.87111
S37E147_RES_1292 | Central | -36.8608 | 147.9825 | 1281 | 10 | 1 | 1127 | 2.7 | 0.3 | 4 | 10 | 0.87111
S37E147_RES_1627 | Central | -36.8362 | 147.5446 | 998 | 9 | 1 | 384 | 1 | 0.1 | 11 | 11.1111 | 0.87111
S37E147_RES_1592 | Central | -36.8385 | 147.5406 | 1041 | 9 | 1 | 353 | 1 | 0.1 | 10 | 11.1111 | 0.87111
S37E147_RES_1601 | Central | -36.8377 | 147.5786 | 1009 | 9 | 1 | 626 | 1.8 | 0.2 | 6 | 11.1111 | 0.87111
S37E147_RES_1960 | Central | -36.8153 | 147.9617 | 1580 | 11 | 1 | 1109 | 1.6 | 0.1 | 11 | 9.0909 | 0.87111
S37E147_RES_2008 | Central | -36.8114 | 147.1117 | 720 | 9 | 1 | 353 | 1.2 | 0.2 | 7 | 11.1111 | 0.87111
S37E147_RES_181 | Central | -36.9882 | 147.8601 | 871 | 9 | 1 | 408 | 1.2 | 0.2 | 7 | 11.1111 | 0.87111
S37E147_RES_2020 | Central | -36.8103 | 147.969 | 1581 | 10 | 1 | 712 | 1.7 | 0.2 | 6 | 10 | 0.87111
S37E147_RES_207 | Central | -36.9858 | 147.9173 | 1129 | 10 | 1 | 1158 | 2.1 | 0.2 | 6 | 10 | 0.87111
S37E147_RES_2311 | Central | -36.7922 | 147.9927 | 1459 | 10 | 1 | 762 | 1.5 | 0.1 | 9 | 10 | 0.87111
S37E147_RES_2345 | Central | -36.79 | 147.9608 | 1420 | 9 | 1 | 483 | 1.4 | 0.2 | 6 | 11.1111 | 0.87111
S37E147_RES_2518 | Central | -36.7811 | 147.8112 | 1149 | 9 | 1 | 478 | 1.4 | 0.2 | 7 | 11.1111 | 0.87111
S37E147_RES_2221 | Central | -36.7962 | 147.9654 | 1507 | 9 | 1 | 1146 | 1.6 | 0.1 | 8 | 11.1111 | 0.87111
S37E147_RES_66 | Central | -36.9956 | 147.942 | 1279 | 10 | 1 | 718 | 1.8 | 0.2 | 5 | 10 | 0.87111
S37E147_RES_599 | Central | -36.958 | 147.8911 | 1059 | 10 | 1 | 1411 | 2.4 | 0.2 | 5 | 10 | 0.87111
S37E147_RES_54 | Central | -36.9963 | 147.9544 | 1239 | 12 | 1 | 793 | 1.5 | 0.1 | 10 | 8.3333 | 0.87111
S37E147_RES_533 | Central | -36.9633 | 147.8856 | 970 | 9 | 1 | 787 | 2.6 | 0.4 | 3 | 11.1111 | 0.87111
S37E147_RES_786 | Central | -36.9131 | 147.8276 | 1159 | 9 | 1 | 1648 | 3.5 | 0.4 | 4 | 11.1111 | 0.87111
S37E147_RES_3575 | Central | -36.6964 | 147.3569 | 1310 | 10 | 1 | 1145 | 1.7 | 0.1 | 10 | 10 | 0.87111
S37E147_RES_3670 | Central | -36.6914 | 147.9961 | 1190 | 9 | 1 | 662 | 1.5 | 0.2 | 7 | 11.1111 | 0.87111
S37E147_RES_3794 | Central | -36.6864 | 147.2476 | 741 | 9 | 1 | 471 | 1.5 | 0.2 | 6 | 11.1111 | 0.87111
S37E147_RES_3817 | Central | -36.6856 | 147.2417 | 790 | 9 | 1 | 334 | 1 | 0.2 | 9 | 11.1111 | 0.87111
S37E147_RES_3376 | Central | -36.7136 | 147.1069 | 690 | 9 | 1 | 402 | 1.2 | 0.2 | 6 | 11.1111 | 0.87111
S37E147_RES_3463 | Central | -36.7017 | 147.0953 | 690 | 10 | 1 | 428 | 1 | 0.1 | 11 | 10 | 0.87111
S37E147_RES_4278 | Central | -36.6633 | 147.2447 | 920 | 9 | 1 | 390 | 1.1 | 0.1 | 10 | 11.1111 | 0.87111
S37E147_RES_10106 | Central | -36.323 | 147.5402 | 958 | 9 | 1 | 1187 | 2 | 0.2 | 8 | 11.1111 | 0.87111
S37E147_RES_10147 | Central | -36.3204 | 147.519 | 986 | 9 | 1 | 1561 | 3.4 | 0.4 | 4 | 11.1111 | 0.87111
S37E147_RES_10327 | Central | -36.3063 | 147.2922 | 547 | 11 | 1 | 701 | 1.5 | 0.2 | 8 | 9.0909 | 0.87111
S37E147_RES_10357 | Central | -36.303 | 147.2962 | 599 | 12 | 1 | 1111 | 2.1 | 0.2 | 6 | 8.3333 | 0.87111
S37E147_RES_10460 | Central | -36.2956 | 147.1797 | 759 | 9 | 1 | 1053 | 2.2 | 0.2 | 5 | 11.1111 | 0.87111
S37E147_RES_10497 | Central | -36.2943 | 147.956 | 658 | 9 | 1 | 649 | 1.8 | 0.2 | 6 | 11.1111 | 0.87111
S37E147_RES_10551 | Central | -36.2911 | 147.51 | 900 | 14 | 1 | 1246 | 1.8 | 0.1 | 9 | 7.1429 | 0.87111
S37E147_RES_10661 | Central | -36.2821 | 147.1645 | 682 | 9 | 1 | 1196 | 2.6 | 0.3 | 5 | 11.1111 | 0.87111
S37E147_RES_11207 | Central | -36.2472 | 147.4095 | 649 | 11 | 1 | 826 | 1.7 | 0.2 | 6 | 9.0909 | 0.87111
S37E147_RES_11530 | Central | -36.2086 | 147.618 | 699 | 11 | 1 | 752 | 1.8 | 0.2 | 7 | 9.0909 | 0.87111
S37E147_RES_11565 | Central | -36.1994 | 147.6239 | 721 | 9 | 1 | 1402 | 3.4 | 0.4 | 3 | 11.1111 | 0.87111
S37E147_RES_11577 | Central | -36.1975 | 147.9968 | 671 | 9 | 1 | 501 | 1.4 | 0.2 | 7 | 11.1111 | 0.87111
S37E147_RES_11750 | Central | -36.1581 | 147.5386 | 830 | 9 | 1 | 1464 | 2.6 | 0.2 | 5 | 11.1111 | 0.87111
S37E147_RES_11777 | Central | -36.154 | 147.4418 | 627 | 10 | 1 | 782 | 2.1 | 0.3 | 5 | 10 | 0.87111
S37E147_RES_11779 | Central | -36.1536 | 147.5298 | 819 | 9 | 1 | 1086 | 2.8 | 0.3 | 3 | 11.1111 | 0.87111
S37E147_RES_11858 | Central | -36.14 | 147.8799 | 798 | 10 | 1 | 620 | 1.5 | 0.2 | 7 | 10 | 0.87111
S37E147_RES_11903 | Central | -36.1315 | 147.8935 | 838 | 9 | 1 | 824 | 2.2 | 0.3 | 4 | 11.1111 | 0.87111
S37E147_RES_11941 | Central | -36.129 | 147.1907 | 606 | 9 | 1 | 614 | 1.6 | 0.2 | 6 | 11.1111 | 0.87111
S37E147_RES_12021 | Central | -36.125 | 147.8794 | 650 | 13 | 1 | 751 | 1.1 | 0.1 | 15 | 7.6923 | 0.87111
S37E147_RES_12066 | Central | -36.1228 | 147.1844 | 660 | 9 | 1 | 1392 | 2.4 | 0.2 | 7 | 11.1111 | 0.87111
S37E147_RES_12163 | Central | -36.1186 | 147.4311 | 810 | 9 | 1 | 1123 | 2.4 | 0.3 | 5 | 11.1111 | 0.87111
S37E147_RES_12166 | Central | -36.1186 | 147.5956 | 758 | 9 | 1 | 1067 | 1.8 | 0.2 | 8 | 11.1111 | 0.87111
S37E147_RES_12266 | Central | -36.115 | 147.3614 | 570 | 9 | 1 | 695 | 2 | 0.3 | 5 | 11.1111 | 0.87111
S37E147_RES_12306 | Central | -36.1135 | 147.5305 | 619 | 9 | 1 | 651 | 1.7 | 0.2 | 7 | 11.1111 | 0.87111
S37E147_RES_12414 | Central | -36.1073 | 147.6074 | 741 | 9 | 1 | 795 | 1.9 | 0.2 | 6 | 11.1111 | 0.87111
S37E147_RES_12425 | Central | -36.1067 | 147.8814 | 549 | 9 | 1 | 466 | 1.2 | 0.2 | 8 | 11.1111 | 0.87111
S37E147_RES_12437 | Central | -36.1064 | 147.8876 | 619 | 10 | 1 | 1061 | 2.4 | 0.3 | 6 | 10 | 0.87111
S37E147_RES_12458 | Central | -36.1049 | 147.5113 | 722 | 9 | 1 | 1055 | 2.7 | 0.3 | 4 | 11.1111 | 0.87111
S37E147_RES_12486 | Central | -36.1031 | 147.8876 | 597 | 9 | 1 | 639 | 1.1 | 0.1 | 12 | 11.1111 | 0.87111
S37E147_RES_12515 | Central | -36.1 | 147.5892 | 739 | 10 | 1 | 483 | 1.3 | 0.2 | 8 | 10 | 0.87111
S37E147_RES_12655 | Central | -36.0878 | 147.3697 | 610 | 9 | 1 | 664 | 2 | 0.3 | 3 | 11.1111 | 0.87111
S37E147_RES_12746 | Central | -36.0801 | 147.5979 | 578 | 9 | 1 | 689 | 1.3 | 0.1 | 11 | 11.1111 | 0.87111
S37E147_RES_12767 | Central | -36.0775 | 147.5892 | 591 | 9 | 1 | 919 | 2.1 | 0.2 | 6 | 11.1111 | 0.87111
S37E147_RES_4316 | Central | -36.6612 | 147.2512 | 848 | 10 | 1 | 514 | 1.1 | 0.1 | 12 | 10 | 0.87111
S37E147_RES_4818 | Central | -36.6342 | 147.9558 | 1470 | 10 | 1 | 911 | 2 | 0.2 | 6 | 10 | 0.87111
S37E147_RES_5729 | Central | -36.5917 | 147.3636 | 640 | 9 | 1 | 718 | 1.6 | 0.2 | 8 | 11.1111 | 0.87111
S37E147_RES_5869 | Central | -36.5861 | 147.4793 | 668 | 9 | 1 | 669 | 1.7 | 0.2 | 7 | 11.1111 | 0.87111
S37E147_RES_5907 | Central | -36.5846 | 147.7937 | 1120 | 9 | 1 | 409 | 1.3 | 0.2 | 7 | 11.1111 | 0.87111
S37E147_RES_5920 | Central | -36.5839 | 147.2375 | 810 | 9 | 1 | 464 | 1.3 | 0.2 | 7 | 11.1111 | 0.87111
S37E147_RES_6146 | Central | -36.5714 | 147.8005 | 978 | 9 | 1 | 291 | 1.1 | 0.2 | 6 | 11.1111 | 0.87111
S37E147_RES_6389 | Central | -36.5548 | 147.9442 | 1228 | 10 | 1 | 614 | 1.3 | 0.1 | 11 | 10 | 0.87111
S37E147_RES_6416 | Central | -36.553 | 147.9714 | 1469 | 10 | 1 | 825 | 2.2 | 0.3 | 5 | 10 | 0.87111
S37E147_RES_6622 | Central | -36.5387 | 147.1176 | 908 | 10 | 1 | 620 | 1.8 | 0.3 | 6 | 10 | 0.87111
S37E147_RES_7040 | Central | -36.5053 | 147.9563 | 1179 | 12 | 1 | 583 | 1.1 | 0.1 | 13 | 8.3333 | 0.87111
S37E147_RES_7132 | Central | -36.5021 | 147.9857 | 1237 | 10 | 1 | 1352 | 2.7 | 0.3 | 5 | 10 | 0.87111
S37E147_RES_7159 | Central | -36.5009 | 147.9909 | 1249 | 14 | 1 | 545 | 0.8 | 0.1 | 21 | 7.1429 | 0.87111
S37E147_RES_7238 | Central | -36.4979 | 147.7121 | 1118 | 9 | 1 | 960 | 1.9 | 0.2 | 7 | 11.1111 | 0.87111
S37E147_RES_7330 | Central | -36.4939 | 147.9906 | 1200 | 9 | 1 | 1003 | 1.9 | 0.2 | 8 | 11.1111 | 0.87111
S37E147_RES_7336 | Central | -36.4937 | 147.7123 | 1181 | 9 | 1 | 1295 | 3 | 0.3 | 4 | 11.1111 | 0.87111
S37E147_RES_7378 | Central | -36.4923 | 147.1479 | 837 | 9 | 1 | 565 | 1.7 | 0.3 | 6 | 11.1111 | 0.87111
S37E147_RES_7403 | Central | -36.4913 | 147.7047 | 1209 | 11 | 1 | 1562 | 2.7 | 0.2 | 6 | 9.0909 | 0.87111
S37E147_RES_7494 | Central | -36.4877 | 147.8897 | 1198 | 9 | 1 | 1270 | 2.6 | 0.3 | 5 | 11.1111 | 0.87111
S37E147_RES_7588 | Central | -36.4833 | 147.7066 | 1211 | 10 | 1 | 627 | 1.4 | 0.2 | 8 | 10 | 0.87111
S37E147_RES_7654 | Central | -36.4794 | 147.6984 | 1099 | 10 | 1 | 651 | 1.7 | 0.2 | 7 | 10 | 0.87111
S37E147_RES_7715 | Central | -36.4761 | 147.1187 | 711 | 9 | 1 | 725 | 2 | 0.3 | 5 | 11.1111 | 0.87111
S37E147_RES_8157 | Central | -36.4578 | 147.7028 | 1210 | 9 | 1 | 857 | 1.6 | 0.1 | 9 | 11.1111 | 0.87111
S37E147_RES_8382 | Central | -36.4478 | 147.9017 | 879 | 11 | 1 | 205 | 0.6 | 0.1 | 15 | 9.0909 | 0.87111
S37E147_RES_8559 | Central | -36.4407 | 147.6887 | 1098 | 11 | 1 | 502 | 1.3 | 0.2 | 8 | 9.0909 | 0.87111
S37E147_RES_8945 | Central | -36.4251 | 147.1283 | 629 | 9 | 1 | 429 | 1.1 | 0.2 | 9 | 11.1111 | 0.87111
S37E147_RES_9060 | Central | -36.4204 | 147.372 | 838 | 11 | 1 | 1023 | 2.1 | 0.2 | 6 | 9.0909 | 0.87111
S37E147_RES_9096 | Central | -36.419 | 147.6708 | 1112 | 9 | 1 | 1191 | 2.9 | 0.3 | 4 | 11.1111 | 0.87111
S37E147_RES_9133 | Central | -36.4169 | 147.3735 | 831 | 9 | 1 | 825 | 1.7 | 0.2 | 7 | 11.1111 | 0.87111
S37E147_RES_9144 | Central | -36.4167 | 147.1181 | 570 | 11 | 1 | 479 | 1.4 | 0.2 | 7 | 9.0909 | 0.87111
S37E147_RES_9197 | Central | -36.4147 | 147.9411 | 880 | 9 | 1 | 762 | 1.6 | 0.2 | 8 | 11.1111 | 0.87111
S37E147_RES_9222 | Central | -36.4139 | 147.8977 | 809 | 9 | 1 | 408 | 1.1 | 0.2 | 8 | 11.1111 | 0.87111
S37E147_RES_9432 | Central | -36.4043 | 147.1033 | 499 | 10 | 1 | 582 | 1.6 | 0.2 | 6 | 10 | 0.87111
S37E147_RES_9861 | Central | -36.3481 | 147.4903 | 630 | 9 | 1 | 545 | 1.6 | 0.2 | 6 | 11.1111 | 0.87111
S37E148_RES_57 | East | -36.9948 | 148.1929 | 1167 | 16 | 1 | 1164 | 2.6 | 0.3 | 5 | 6.25 | 0.87111
S37E148_RES_117 | East | -36.9882 | 148.2677 | 951 | 9 | 1 | 842 | 2.2 | 0.3 | 5 | 11.1111 | 0.87111
S37E148_RES_197 | East | -36.9706 | 148.3769 | 501 | 9 | 1 | 644 | 1.4 | 0.2 | 8 | 11.1111 | 0.87111
S37E148_RES_244 | East | -36.9612 | 148.3578 | 581 | 11 | 1 | 427 | 1.2 | 0.2 | 8 | 9.0909 | 0.87111
S37E148_RES_322 | East | -36.9292 | 148.351 | 579 | 9 | 1 | 359 | 1 | 0.1 | 10 | 11.1111 | 0.87111
S37E148_RES_2333 | East | -36.6497 | 148.0214 | 1090 | 9 | 1 | 427 | 1.4 | 0.2 | 6 | 11.1111 | 0.87111
S37E148_RES_2458 | East | -36.6425 | 148.0078 | 1230 | 9 | 1 | 775 | 1.7 | 0.2 | 7 | 11.1111 | 0.87111
S37E148_RES_4484 | East | -36.3407 | 148.0089 | 619 | 9 | 1 | 609 | 1.7 | 0.2 | 6 | 11.1111 | 0.87111
S38E143_RES_9 | West | -37.3311 | 143.2803 | 680 | 10 | 1 | 507 | 1.2 | 0.1 | 7 | 10 | 0.87111
S38E143_RES_44 | West | -37.3086 | 143.2641 | 689 | 10 | 1 | 705 | 1.6 | 0.2 | 8 | 10 | 0.87111
S38E143_RES_345 | West | -37.2353 | 143.2017 | 751 | 11 | 1 | 885 | 1.5 | 0.1 | 11 | 9.0909 | 0.87111
S38E143_RES_347 | West | -37.2352 | 143.2219 | 688 | 8 | 1 | 1213 | 2.7 | 0.3 | 4 | 12.5 | 0.87111
S38E143_RES_369 | West | -37.2292 | 143.2204 | 642 | 8 | 1 | 545 | 1.4 | 0.2 | 7 | 12.5 | 0.87111
S38E143_RES_409 | West | -37.1333 | 143.3669 | 650 | 10 | 1 | 594 | 1.4 | 0.2 | 8 | 10 | 0.87111
S38E143_RES_511 | West | -37.0908 | 143.3069 | 630 | 9 | 1 | 842 | 1.6 | 0.1 | 7 | 11.1111 | 0.87111
S38E143_RES_528 | West | -37.0872 | 143.3346 | 618 | 9 | 1 | 594 | 1.5 | 0.2 | 7 | 11.1111 | 0.87111
S38E144_RES_7 | West | -37.5858 | 144.3681 | 471 | 9 | 1 | 1661 | 2.8 | 0.2 | 4 | 11.1111 | 0.87111
S38E144_RES_41 | West | -37.3876 | 144.6208 | 751 | 10 | 1 | 618 | 1.2 | 0.1 | 12 | 10 | 0.87111
S38E145_RES_1046 | West | -37.8278 | 145.9333 | 788 | 9 | 1 | 365 | 0.9 | 0.1 | 11 | 11.1111 | 0.87111
S38E145_RES_1061 | West | -37.8266 | 145.8742 | 687 | 9 | 1 | 396 | 1 | 0.1 | 9 | 11.1111 | 0.87111
S38E145_RES_1010 | West | -37.8295 | 145.7537 | 591 | 10 | 1 | 958 | 1.9 | 0.2 | 8 | 10 | 0.87111
S38E145_RES_12 | West | -37.9861 | 145.8603 | 420 | 9 | 1 | 741 | 1.8 | 0.2 | 6 | 11.1111 | 0.87111
S38E145_RES_1444 | West | -37.8028 | 145.8414 | 789 | 9 | 1 | 1150 | 2.4 | 0.3 | 6 | 11.1111 | 0.87111
S38E145_RES_1826 | West | -37.7728 | 145.9697 | 670 | 10 | 1 | 673 | 1.6 | 0.2 | 8 | 10 | 0.87111
S38E145_RES_1867 | West | -37.7683 | 145.9681 | 730 | 9 | 1 | 933 | 1.4 | 0.1 | 10 | 11.1111 | 0.87111
S38E145_RES_1797 | West | -37.7746 | 145.9839 | 729 | 10 | 1 | 798 | 2 | 0.3 | 6 | 10 | 0.87111
S38E145_RES_2297 | West | -37.5896 | 145.5106 | 402 | 8 | 1 | 408 | 1.2 | 0.2 | 4 | 12.5 | 0.87111
S38E145_RES_2320 | West | -37.5876 | 145.8534 | 820 | 9 | 1 | 569 | 1.8 | 0.3 | 5 | 11.1111 | 0.87111
S38E145_RES_2332 | West | -37.5842 | 145.5169 | 490 | 8 | 1 | 661 | 1.7 | 0.2 | 7 | 12.5 | 0.87111
S38E145_RES_243 | West | -37.9171 | 145.8563 | 768 | 8 | 1 | 1018 | 1.7 | 0.1 | 8 | 12.5 | 0.87111
S38E145_RES_2566 | West | -37.5642 | 145.5552 | 768 | 9 | 1 | 1187 | 2.7 | 0.3 | 5 | 11.1111 | 0.87111
S38E145_RES_2811 | West | -37.5508 | 145.5042 | 510 | 9 | 1 | 1094 | 2.1 | 0.2 | 7 | 11.1111 | 0.87111
S38E145_RES_2735 | West | -37.555 | 145.5791 | 831 | 10 | 1 | 761 | 1.4 | 0.1 | 8 | 10 | 0.87111
S38E145_RES_3023 | West | -37.5328 | 145.4911 | 620 | 9 | 1 | 1342 | 2.4 | 0.2 | 6 | 11.1111 | 0.87111
S38E145_RES_2998 | West | -37.5362 | 145.796 | 856 | 11 | 1 | 866 | 1.4 | 0.1 | 10 | 9.0909 | 0.87111
S38E145_RES_3004 | West | -37.535 | 145.5388 | 879 | 10 | 1 | 1292 | 2.9 | 0.3 | 4 | 10 | 0.87111
S38E145_RES_3078 | West | -37.5271 | 145.5745 | 770 | 10 | 1 | 1249 | 2.4 | 0.2 | 6 | 10 | 0.87111
S38E145_RES_3087 | West | -37.5268 | 145.5759 | 778 | 11 | 1 | 971 | 1.5 | 0.1 | 10 | 9.0909 | 0.87111
S38E145_RES_3206 | West | -37.5187 | 145.9134 | 921 | 9 | 1 | 618 | 1.5 | 0.2 | 5 | 11.1111 | 0.87111
S38E145_RES_3215 | West | -37.5181 | 145.5136 | 771 | 9 | 1 | 1868 | 3.3 | 0.3 | 4 | 11.1111 | 0.87111
S38E145_RES_3216 | West | -37.5179 | 145.33 | 548 | 10 | 1 | 940 | 2.2 | 0.3 | 5 | 10 | 0.87111
S38E145_RES_3240 | West | -37.5164 | 145.5347 | 920 | 9 | 1 | 1150 | 1.7 | 0.1 | 10 | 11.1111 | 0.87111
S38E145_RES_3294 | West | -37.5127 | 145.5186 | 769 | 11 | 1 | 884 | 1.5 | 0.1 | 9 | 9.0909 | 0.87111
S38E145_RES_3266 | West | -37.5142 | 145.9219 | 931 | 10 | 1 | 630 | 1.2 | 0.1 | 11 | 10 | 0.87111
S38E145_RES_3415 | West | -37.505 | 145.5903 | 749 | 9 | 1 | 860 | 2.2 | 0.3 | 5 | 11.1111 | 0.87111
S38E145_RES_3421 | West | -37.5046 | 145.3232 | 537 | 9 | 1 | 785 | 1.6 | 0.2 | 7 | 11.1111 | 0.87111
S38E145_RES_3490 | West | -37.5007 | 145.2948 | 506 | 11 | 1 | 482 | 1 | 0.1 | 12 | 9.0909 | 0.87111
S38E145_RES_3511 | West | -37.4996 | 145.5196 | 826 | 13 | 1 | 1101 | 2.1 | 0.2 | 7 | 7.6923 | 0.87111
S38E145_RES_352 | West | -37.9064 | 145.7761 | 818 | 9 | 1 | 914 | 1.5 | 0.1 | 8 | 11.1111 | 0.87111
S38E145_RES_3644 | West | -37.4906 | 145.5981 | 850 | 10 | 1 | 1175 | 2.5 | 0.3 | 5 | 10 | 0.87111
S38E145_RES_3603 | West | -37.492 | 145.5087 | 758 | 9 | 1 | 854 | 1.2 | 0.1 | 12 | 11.1111 | 0.87111
S38E145_RES_382 | West | -37.9047 | 145.8119 | 680 | 9 | 1 | 1186 | 1.9 | 0.2 | 7 | 11.1111 | 0.87111
S38E145_RES_3835 | West | -37.4812 | 145.4276 | 569 | 9 | 1 | 1076 | 2.5 | 0.3 | 4 | 11.1111 | 0.87111
S38E145_RES_3836 | West | -37.4811 | 145.4728 | 649 | 9 | 1 | 989 | 2.4 | 0.3 | 4 | 11.1111 | 0.87111
S38E145_RES_3990 | West | -37.4718 | 145.62 | 761 | 11 | 1 | 723 | 2 | 0.3 | 5 | 9.0909 | 0.87111
S38E145_RES_4237 | West | -37.4575 | 145.8206 | 1139 | 10 | 1 | 767 | 1.8 | 0.2 | 6 | 10 | 0.87111
S38E145_RES_4380 | West | -37.4507 | 145.6146 | 822 | 9 | 1 | 1237 | 2.3 | 0.2 | 6 | 11.1111 | 0.87111
S38E145_RES_425 | West | -37.9012 | 145.7749 | 749 | 10 | 1 | 446 | 0.9 | 0.1 | 16 | 10 | 0.87111
S38E145_RES_43 | West | -37.9633 | 145.8389 | 460 | 8 | 1 | 402 | 1 | 0.1 | 11 | 12.5 | 0.87111
S38E145_RES_4554 | West | -37.4408 | 145.1214 | 540 | 9 | 1 | 1008 | 2.4 | 0.3 | 5 | 11.1111 | 0.87111
S38E145_RES_4417 | West | -37.4486 | 145.8185 | 1169 | 11 | 1 | 1571 | 1.8 | 0.1 | 9 | 9.0909 | 0.87111
S38E145_RES_4618 | West | -37.4372 | 145.5411 | 770 | 11 | 1 | 687 | 1.4 | 0.1 | 9 | 9.0909 | 0.87111
S38E145_RES_458 | West | -37.8975 | 145.6603 | 459 | 12 | 1 | 992 | 1.5 | 0.1 | 11 | 8.3333 | 0.87111
S38E145_RES_480 | West | -37.8957 | 145.7678 | 771 | 10 | 1 | 1236 | 2.3 | 0.2 | 7 | 10 | 0.87111
S38E145_RES_4760 | West | -37.4297 | 145.8351 | 1219 | 9 | 1 | 1225 | 2.3 | 0.2 | 6 | 11.1111 | 0.87111
S38E145_RES_4789 | West | -37.4286 | 145.6278 | 850 | 11 | 1 | 1453 | 2.1 | 0.1 | 10 | 9.0909 | 0.87111
S38E145_RES_555 | West | -37.8879 | 145.7521 | 496 | 10 | 1 | 389 | 0.8 | 0.1 | 15 | 10 | 0.87111
S38E145_RES_523 | West | -37.8908 | 145.6851 | 539 | 9 | 1 | 1187 | 2.6 | 0.3 | 5 | 11.1111 | 0.87111
S38E145_RES_538 | West | -37.8896 | 145.7426 | 590 | 11 | 1 | 630 | 1.7 | 0.2 | 6 | 9.0909 | 0.87111
S38E145_RES_644 | West | -37.869 | 145.68 | 459 | 8 | 1 | 641 | 1.5 | 0.2 | 8 | 12.5 | 0.87111
S38E145_RES_654 | West | -37.8653 | 145.9561 | 559 | 9 | 1 | 437 | 1.2 | 0.2 | 9 | 11.1111 | 0.87111
S38E145_RES_834 | West | -37.8381 | 145.8865 | 819 | 9 | 1 | 1111 | 2.4 | 0.3 | 5 | 11.1111 | 0.87111
S38E145_RES_852 | West | -37.8367 | 145.9238 | 789 | 9 | 1 | 408 | 1.2 | 0.2 | 7 | 11.1111 | 0.87111
S38E145_RES_777 | West | -37.8431 | 145.738 | 489 | 14 | 1 | 976 | 1.4 | 0.1 | 14 | 7.1429 | 0.87111
S38E145_RES_994 | West | -37.8304 | 145.8429 | 727 | 10 | 1 | 1371 | 2.6 | 0.2 | 5 | 10 | 0.87111
S38E145_RES_963 | West | -37.8313 | 145.7507 | 599 | 9 | 1 | 661 | 1.9 | 0.3 | 5 | 11.1111 | 0.87111
S38E145_RES_5194 | West | -37.4117 | 145.0979 | 562 | 9 | 1 | 1212 | 2.7 | 0.3 | 4 | 11.1111 | 0.87111
S38E145_RES_5152 | West | -37.4133 | 145.1174 | 628 | 17 | 1 | 1664 | 2.5 | 0.2 | 7 | 5.8824 | 0.87111
S38E145_RES_5514 | West | -37.3942 | 145.8136 | 1040 | 14 | 1 | 519 | 0.6 | 0 | 36 | 7.1429 | 0.87111
S38E145_RES_6076 | West | -37.3607 | 145.8187 | 1151 | 9 | 1 | 1033 | 2.3 | 0.3 | 5 | 11.1111 | 0.87111
S38E145_RES_6338 | West | -37.3416 | 145.8166 | 1151 | 11 | 1 | 971 | 1.7 | 0.1 | 10 | 9.0909 | 0.87111
S38E145_RES_6167 | West | -37.3545 | 145.5953 | 659 | 9 | 1 | 507 | 1.2 | 0.1 | 10 | 11.1111 | 0.87111
S38E145_RES_6523 | West | -37.3244 | 145.5867 | 630 | 9 | 1 | 742 | 1.9 | 0.3 | 5 | 11.1111 | 0.87111
S38E145_RES_6565 | West | -37.3211 | 145.2518 | 541 | 9 | 1 | 1008 | 2.1 | 0.2 | 6 | 11.1111 | 0.87111
S38E145_RES_6598 | West | -37.3185 | 145.9157 | 983 | 11 | 1 | 1540 | 3.2 | 0.3 | 5 | 9.0909 | 0.87111
S38E145_RES_6600 | West | -37.3183 | 145.6129 | 739 | 12 | 1 | 1652 | 2.7 | 0.2 | 7 | 8.3333 | 0.87111
S38E145_RES_6617 | West | -37.3161 | 145.5583 | 570 | 9 | 1 | 779 | 1.7 | 0.2 | 7 | 11.1111 | 0.87111
S38E145_RES_6698 | West | -37.3083 | 145.6015 | 709 | 10 | 1 | 853 | 1.6 | 0.2 | 9 | 10 | 0.87111
S38E145_RES_6760 | West | -37.2961 | 145.6142 | 690 | 9 | 1 | 693 | 1.9 | 0.3 | 5 | 11.1111 | 0.87111
S38E145_RES_6761 | West | -37.2956 | 145.6018 | 679 | 10 | 1 | 551 | 1.4 | 0.2 | 8 | 10 | 0.87111
S38E145_RES_6684 | West | -37.31 | 145.5525 | 570 | 9 | 1 | 1243 | 2.4 | 0.2 | 5 | 11.1111 | 0.87111
S38E145_RES_6884 | West | -37.2729 | 145.1625 | 542 | 11 | 1 | 2116 | 3.4 | 0.3 | 5 | 9.0909 | 0.87111
S38E145_RES_6817 | West | -37.2902 | 145.6048 | 611 | 8 | 1 | 371 | 1 | 0.1 | 9 | 12.5 | 0.87111
S38E145_RES_6844 | West | -37.2842 | 145.5822 | 700 | 16 | 1 | 1392 | 2.2 | 0.2 | 8 | 6.25 | 0.87111
S38E145_RES_6956 | West | -37.2603 | 145.5673 | 719 | 10 | 1 | 1615 | 2.8 | 0.2 | 6 | 10 | 0.87111
S38E145_RES_6962 | West | -37.2602 | 145.5774 | 709 | 9 | 1 | 909 | 2.5 | 0.3 | 4 | 11.1111 | 0.87111
S38E145_RES_7022 | West | -37.2477 | 145.5825 | 611 | 10 | 1 | 860 | 2.4 | 0.3 | 4 | 10 | 0.87111
S38E145_RES_7023 | West | -37.2476 | 145.5786 | 619 | 8 | 1 | 742 | 1.6 | 0.2 | 5 | 12.5 | 0.87111
S38E145_RES_7117 | West | -37.2222 | 145.5503 | 671 | 11 | 1 | 1033 | 2.3 | 0.3 | 5 | 9.0909 | 0.87111
S38E145_RES_7069 | West | -37.238 | 145.5699 | 658 | 11 | 1 | 1145 | 1.8 | 0.1 | 10 | 9.0909 | 0.87111
S38E145_RES_7164 | West | -37.191 | 145.1762 | 518 | 9 | 1 | 1009 | 2 | 0.2 | 7 | 11.1111 | 0.87111
S38E145_RES_7202 | West | -37.1821 | 145.2044 | 568 | 19 | 1 | 1003 | 1.2 | 0.1 | 20 | 5.2632 | 0.87111
S38E145_RES_7149 | West | -37.2143 | 145.5572 | 598 | 11 | 1 | 953 | 2.6 | 0.4 | 4 | 9.0909 | 0.87111
S38E145_RES_7385 | West | -37.1631 | 145.149 | 579 | 11 | 1 | 897 | 1.6 | 0.1 | 9 | 9.0909 | 0.87111
S38E145_RES_7445 | West | -37.1581 | 145.1674 | 621 | 10 | 1 | 1263 | 2.5 | 0.3 | 6 | 10 | 0.87111
S38E145_RES_7467 | West | -37.1569 | 145.1324 | 558 | 11 | 1 | 1355 | 2.2 | 0.2 | 6 | 9.0909 | 0.87111
S38E145_RES_7510 | West | -37.1528 | 145.1989 | 530 | 11 | 1 | 1238 | 2.2 | 0.2 | 5 | 9.0909 | 0.87111
S38E145_RES_7574 | West | -37.1469 | 145.1839 | 630 | 9 | 1 | 1807 | 3.4 | 0.3 | 4 | 11.1111 | 0.87111
S38E145_RES_7763 | West | -37.1297 | 145.1844 | 559 | 10 | 1 | 1875 | 3.2 | 0.3 | 5 | 10 | 0.87111
S38E145_RES_8062 | West | -37.1103 | 145.8406 | 610 | 9 | 1 | 1263 | 2.2 | 0.2 | 7 | 11.1111 | 0.87111
S38E145_RES_8149 | West | -37.1064 | 145.4939 | 590 | 9 | 1 | 966 | 2.4 | 0.3 | 4 | 11.1111 | 0.87111
S38E145_RES_8191 | West | -37.1048 | 145.4491 | 518 | 9 | 1 | 532 | 1.5 | 0.2 | 7 | 11.1111 | 0.87111
S38E145_RES_8276 | West | -37.0992 | 145.4758 | 550 | 14 | 1 | 867 | 1.4 | 0.1 | 10 | 7.1429 | 0.87111
S38E145_RES_8358 | West | -37.0888 | 145.5596 | 568 | 9 | 1 | 1288 | 2.8 | 0.3 | 4 | 11.1111 | 0.87111
S38E146_RES_1054 | Central | -37.8644 | 146.0703 | 540 | 10 | 1 | 870 | 1.8 | 0.2 | 7 | 10 | 0.87111
S38E146_RES_105 | Central | -37.944 | 146.5307 | 427 | 10 | 1 | 273 | 0.8 | 0.1 | 12 | 10 | 0.87111
S38E146_RES_1130 | Central | -37.8601 | 146.4779 | 610 | 9 | 1 | 297 | 1 | 0.2 | 9 | 11.1111 | 0.87111
S38E146_RES_1173 | Central | -37.8578 | 146.6492 | 430 | 9 | 1 | 279 | 0.9 | 0.2 | 9 | 11.1111 | 0.87111
S38E146_RES_1974 | Central | -37.8243 | 146.0401 | 733 | 9 | 1 | 815 | 1.6 | 0.2 | 9 | 11.1111 | 0.87111
S38E146_RES_183 | Central | -37.9276 | 146.0867 | 479 | 9 | 1 | 1038 | 1.8 | 0.2 | 10 | 11.1111 | 0.87111
S38E146_RES_1833 | Central | -37.8304 | 146.076 | 817 | 11 | 1 | 513 | 1 | 0.1 | 13 | 9.0909 | 0.87111
S38E146_RES_1835 | Central | -37.8303 | 146.085 | 930 | 11 | 1 | 847 | 1.6 | 0.1 | 9 | 9.0909 | 0.87111
S38E146_RES_2132 | Central | -37.8183 | 146.2385 | 1317 | 15 | 1 | 970 | 1.2 | 0.1 | 19 | 6.6667 | 0.87111
S38E146_RES_2135 | Central | -37.8183 | 146.3331 | 1021 | 9 | 1 | 376 | 1.1 | 0.1 | 9 | 11.1111 | 0.87111
S38E146_RES_2141 | Central | -37.8181 | 146.0786 | 910 | 10 | 1 | 872 | 1.3 | 0.1 | 14 | 10 | 0.87111
S38E146_RES_2154 | Central | -37.8178 | 146.6518 | 461 | 9 | 1 | 464 | 0.9 | 0.1 | 15 | 11.1111 | 0.87111
S38E146_RES_2024 | Central | -37.8226 | 146.0589 | 841 | 9 | 1 | 1187 | 2.7 | 0.3 | 5 | 11.1111 | 0.87111
S38E146_RES_2035 | Central | -37.8221 | 146.0674 | 818 | 9 | 1 | 1125 | 3 | 0.4 | 4 | 11.1111 | 0.87111
S38E146_RES_2059 | Central | -37.8211 | 146.6519 | 440 | 10 | 1 | 377 | 1.1 | 0.2 | 9 | 10 | 0.87111
S38E146_RES_2311 | Central | -37.8117 | 146.5231 | 730 | 9 | 1 | 426 | 1.3 | 0.2 | 6 | 11.1111 | 0.87111
S38E146_RES_2341 | Central | -37.8108 | 146.0697 | 841 | 9 | 1 | 926 | 1.6 | 0.1 | 9 | 11.1111 | 0.87111
S38E146_RES_2420 | Central | -37.8086 | 146.0333 | 720 | 9 | 1 | 1173 | 2.1 | 0.2 | 8 | 11.1111 | 0.87111
S38E146_RES_2630 | Central | -37.7988 | 146.2093 | 1009 | 12 | 1 | 439 | 1.3 | 0.2 | 8 | 8.3333 | 0.87111
S38E146_RES_295 | Central | -37.9158 | 146.6205 | 418 | 9 | 1 | 421 | 1.1 | 0.2 | 9 | 11.1111 | 0.87111
S38E146_RES_311 | Central | -37.9144 | 146.2889 | 600 | 10 | 1 | 377 | 1 | 0.1 | 10 | 10 | 0.87111
S38E146_RES_42 | Central | -37.9592 | 146.5592 | 420 | 9 | 1 | 445 | 1.4 | 0.2 | 7 | 11.1111 | 0.87111
S38E146_RES_559 | Central | -37.8992 | 146.3042 | 920 | 10 | 1 | 871 | 2.1 | 0.2 | 5 | 10 | 0.87111
S38E146_RES_604 | Central | -37.8958 | 146.2824 | 691 | 8 | 1 | 538 | 1.7 | 0.3 | 6 | 12.5 | 0.87111
S38E146_RES_502 | Central | -37.9036 | 146.4475 | 579 | 9 | 1 | 246 | 0.7 | 0.1 | 13 | 11.1111 | 0.87111
S38E146_RES_441 | Central | -37.9075 | 146.3096 | 859 | 10 | 1 | 674 | 2 | 0.3 | 4 | 10 | 0.87111
S38E146_RES_45 | Central | -37.9567 | 146.5351 | 439 | 9 | 1 | 759 | 1.7 | 0.2 | 8 | 11.1111 | 0.87111
S38E146_RES_869 | Central | -37.8738 | 146.6547 | 419 | 9 | 1 | 481 | 1.5 | 0.2 | 6 | 11.1111 | 0.87111
S38E146_RES_797 | Central | -37.8787 | 146.2989 | 1089 | 11 | 1 | 1253 | 1.7 | 0.1 | 13 | 9.0909 | 0.87111
S38E146_RES_8 | Central | -37.9669 | 146.4541 | 479 | 9 | 1 | 389 | 1.4 | 0.2 | 5 | 11.1111 | 0.87111
S38E146_RES_859 | Central | -37.8744 | 146.2898 | 999 | 10 | 1 | 334 | 0.7 | 0.1 | 18 | 10 | 0.87111
S38E146_RES_965 | Central | -37.8694 | 146.4744 | 680 | 10 | 1 | 383 | 1.1 | 0.2 | 9 | 10 | 0.87111
S38E146_RES_952 | Central | -37.87 | 146.0514 | 520 | 10 | 1 | 976 | 1.6 | 0.1 | 10 | 10 | 0.87111
S38E146_RES_2864 | Central | -37.7889 | 146.1504 | 1072 | 11 | 1 | 1507 | 2.6 | 0.2 | 6 | 9.0909 | 0.87111
S38E146_RES_2707 | Central | -37.795 | 146.1408 | 1020 | 9 | 1 | 1081 | 2.5 | 0.3 | 5 | 11.1111 | 0.87111
S38E146_RES_3129 | Central | -37.78 | 146.3283 | 899 | 11 | 1 | 643 | 2 | 0.3 | 4 | 9.0909 | 0.87111
S38E146_RES_3316 | Central | -37.775 | 146.0745 | 891 | 9 | 1 | 605 | 1.8 | 0.3 | 5 | 11.1111 | 0.87111
S38E146_RES_3195 | Central | -37.7776 | 146.6074 | 651 | 9 | 1 | 377 | 1.4 | 0.3 | 6 | 11.1111 | 0.87111
S38E146_RES_3397 | Central | -37.7733 | 146.1659 | 1019 | 9 | 1 | 809 | 2 | 0.2 | 6 | 11.1111 | 0.87111
S38E146_RES_3509 | Central | -37.7701 | 146.0699 | 978 | 9 | 1 | 988 | 1.7 | 0.1 | 9 | 11.1111 | 0.87111
S38E146_RES_3713 | Central | -37.7627 | 146.2891 | 929 | 9 | 1 | 569 | 1.8 | 0.3 | 4 | 11.1111 | 0.87111
S38E146_RES_3754 | Central | -37.7613 | 146.1965 | 1148 | 11 | 1 | 1298 | 2 | 0.2 | 8 | 9.0909 | 0.87111
S38E146_RES_3811 | Central | -37.7591 | 146.2819 | 1029 | 10 | 1 | 686 | 1.5 | 0.2 | 9 | 10 | 0.87111
S38E146_RES_3995 | Central | -37.7497 | 146.1675 | 1049 | 9 | 1 | 995 | 2.2 | 0.2 | 5 | 11.1111 | 0.87111
S38E146_RES_3927 | Central | -37.7538 | 146.2984 | 941 | 9 | 1 | 988 | 2.8 | 0.4 | 4 | 11.1111 | 0.87111
S38E146_RES_4312 | Central | -37.7272 | 146.2203 | 1050 | 16 | 1 | 1008 | 1.5 | 0.1 | 12 | 6.25 | 0.87111
S38E146_RES_4320 | Central | -37.7267 | 146.2011 | 1030 | 11 | 1 | 1556 | 1.9 | 0.1 | 10 | 9.0909 | 0.87111
S38E146_RES_4322 | Central | -37.7266 | 146.2294 | 1029 | 9 | 1 | 605 | 1.4 | 0.2 | 8 | 11.1111 | 0.87111
S38E146_RES_4151 | Central | -37.7397 | 146.5411 | 1050 | 10 | 1 | 1248 | 2.4 | 0.2 | 6 | 10 | 0.87111
S38E146_RES_4709 | Central | -37.6927 | 146.1517 | 1079 | 13 | 1 | 945 | 1.4 | 0.1 | 12 | 7.6923 | 0.87111
S38E146_RES_4601 | Central | -37.7025 | 146.6994 | 511 | 9 | 1 | 235 | 0.7 | 0.1 | 11 | 11.1111 | 0.87111
S38E146_RES_4595 | Central | -37.704 | 146.1446 | 1028 | 9 | 1 | 679 | 1.8 | 0.2 | 5 | 11.1111 | 0.87111
S38E146_RES_5055 | Central | -37.6592 | 146.4913 | 1219 | 9 | 1 | 934 | 1.5 | 0.1 | 10 | 11.1111 | 0.87111
S38E146_RES_5072 | Central | -37.6579 | 146.3627 | 842 | 9 | 1 | 371 | 1.2 | 0.2 | 8 | 11.1111 | 0.87111
S38E146_RES_5106 | Central | -37.6553 | 146.4804 | 1122 | 9 | 1 | 266 | 0.8 | 0.1 | 12 | 11.1111 | 0.87111
S38E146_RES_5190 | Central | -37.6495 | 146.14 | 1141 | 16 | 1 | 1904 | 2 | 0.1 | 14 | 6.25 | 0.87111
S38E146_RES_5127 | Central | -37.654 | 146.075 | 1011 | 12 | 1 | 346 | 1 | 0.1 | 9 | 8.3333 | 0.87111
S38E146_RES_5147 | Central | -37.6528 | 146.499 | 1241 | 10 | 1 | 1187 | 1.6 | 0.1 | 10 | 10 | 0.87111
S38E146_RES_5291 | Central | -37.641 | 146.4777 | 1217 | 9 | 1 | 995 | 2.2 | 0.2 | 6 | 11.1111 | 0.87111
S38E146_RES_5439 | Central | -37.6334 | 146.4956 | 1108 | 9 | 1 | 661 | 1.9 | 0.3 | 5 | 11.1111 | 0.87111
S38E146_RES_5349 | Central | -37.6377 | 146.0193 | 911 | 9 | 1 | 556 | 1.4 | 0.2 | 8 | 11.1111 | 0.87111
S38E146_RES_5483 | Central | -37.6314 | 146.1628 | 1190 | 12 | 1 | 1700 | 2 | 0.1 | 10 | 8.3333 | 0.87111
S38E146_RES_10231 | Central | -37.365 | 146.4221 | 899 | 9 | 1 | 328 | 0.9 | 0.1 | 10 | 11.1111 | 0.87111
S38E146_RES_10647 | Central | -37.3067 | 146.4528 | 1070 | 9 | 1 | 569 | 1.8 | 0.3 | 5 | 11.1111 | 0.87111
S38E146_RES_11188 | Central | -37.1867 | 146.9994 | 880 | 9 | 1 | 285 | 0.7 | 0.1 | 15 | 11.1111 | 0.87111
S38E146_RES_11472 | Central | -37.1577 | 146.3453 | 719 | 9 | 1 | 396 | 1.1 | 0.2 | 10 | 11.1111 | 0.87111
S38E146_RES_11600 | Central | -37.1408 | 146.3383 | 1011 | 9 | 1 | 1467 | 2.8 | 0.3 | 4 | 11.1111 | 0.87111
S38E146_RES_11650 | Central | -37.1366 | 146.5393 | 1087 | 10 | 1 | 607 | 1.3 | 0.1 | 10 | 10 | 0.87111
S38E146_RES_11710 | Central | -37.1316 | 146.5269 | 1219 | 9 | 1 | 427 | 1.3 | 0.2 | 7 | 11.1111 | 0.87111
S38E146_RES_12332 | Central | -37.0497 | 146.2537 | 759 | 11 | 1 | 941 | 2.2 | 0.3 | 5 | 9.0909 | 0.87111
S38E146_RES_12725 | Central | -37.0189 | 146.2986 | 910 | 9 | 1 | 879 | 2 | 0.2 | 6 | 11.1111 | 0.87111
S38E146_RES_5592 | Central | -37.6259 | 146.4629 | 1179 | 9 | 1 | 655 | 1.4 | 0.1 | 9 | 11.1111 | 0.87111
S38E146_RES_5602 | Central | -37.6253 | 146.1281 | 1149 | 13 | 1 | 878 | 1.2 | 0.1 | 17 | 7.6923 | 0.87111
S38E146_RES_5608 | Central | -37.6252 | 146.3262 | 859 | 9 | 1 | 606 | 1.6 | 0.2 | 7 | 11.1111 | 0.87111
S38E146_RES_5632 | Central | -37.6237 | 146.1145 | 1129 | 12 | 1 | 964 | 1.6 | 0.1 | 12 | 8.3333 | 0.87111
S38E146_RES_5768 | Central | -37.617 | 146.1336 | 1161 | 11 | 1 | 1292 | 2.2 | 0.2 | 7 | 9.0909 | 0.87111
S38E146_RES_5852 | Central | -37.6125 | 146.1381 | 1160 | 12 | 1 | 1502 | 2.5 | 0.2 | 7 | 8.3333 | 0.87111
S38E146_RES_5884 | Central | -37.6103 | 146.1397 | 1130 | 9 | 1 | 964 | 2.1 | 0.2 | 6 | 11.1111 | 0.87111
S38E146_RES_5917 | Central | -37.6087 | 146.1164 | 1121 | 9 | 1 | 661 | 1.4 | 0.1 | 9 | 11.1111 | 0.87111
S38E146_RES_5963 | Central | -37.6058 | 146.3699 | 969 | 8 | 1 | 408 | 1.5 | 0.3 | 5 | 12.5 | 0.87111
S38E146_RES_6017 | Central | -37.6031 | 146.0632 | 1049 | 9 | 1 | 1285 | 2 | 0.1 | 10 | 11.1111 | 0.87111
S38E146_RES_6166 | Central | -37.5958 | 146.5272 | 1000 | 9 | 1 | 370 | 1.1 | 0.2 | 9 | 11.1111 | 0.87111
S38E146_RES_6308 | Central | -37.5903 | 146.5117 | 1070 | 10 | 1 | 569 | 1 | 0.1 | 14 | 10 | 0.87111
S38E146_RES_6371 | Central | -37.5865 | 146.1647 | 1188 | 10 | 1 | 934 | 2.1 | 0.2 | 6 | 10 | 0.87111
S38E146_RES_6432 | Central | -37.5822 | 146.4769 | 1110 | 9 | 1 | 507 | 1.5 | 0.2 | 5 | 11.1111 | 0.87111
S38E146_RES_6457 | Central | -37.58 | 146.4997 | 1250 | 10 | 1 | 934 | 2 | 0.2 | 7 | 10 | 0.87111
S38E146_RES_6761 | Central | -37.5536 | 146.4869 | 1270 | 10 | 1 | 1626 | 2.5 | 0.2 | 5 | 10 | 0.87111
S38E146_RES_6788 | Central | -37.5516 | 146.3684 | 921 | 9 | 1 | 451 | 1.3 | 0.2 | 8 | 11.1111 | 0.87111
S38E146_RES_6850 | Central | -37.5462 | 146.3675 | 869 | 9 | 1 | 352 | 1.1 | 0.2 | 7 | 11.1111 | 0.87111
S38E146_RES_6854 | Central | -37.5461 | 146.4747 | 1290 | 9 | 1 | 1595 | 3.3 | 0.3 | 4 | 11.1111 | 0.87111
S38E146_RES_7068 | Central | -37.5321 | 146.4755 | 1201 | 9 | 1 | 940 | 1.9 | 0.2 | 7 | 11.1111 | 0.87111
S38E146_RES_7276 | Central | -37.5181 | 146.1916 | 899 | 9 | 1 | 278 | 0.9 | 0.1 | 11 | 11.1111 | 0.87111
S38E146_RES_7663 | Central | -37.4993 | 146.9383 | 1101 | 9 | 1 | 964 | 2.1 | 0.2 | 6 | 11.1111 | 0.87111
S38E146_RES_7945 | Central | -37.4894 | 146.9408 | 1189 | 10 | 1 | 439 | 1.1 | 0.1 | 10 | 10 | 0.87111
S38E146_RES_7955 | Central | -37.4891 | 146.5187 | 699 | 10 | 1 | 742 | 1.4 | 0.1 | 10 | 10 | 0.87111
S38E146_RES_8014 | Central | -37.4878 | 146.5317 | 761 | 9 | 1 | 873 | 1.7 | 0.2 | 6 | 11.1111 | 0.87111
S38E146_RES_8087 | Central | -37.4853 | 146.518 | 701 | 9 | 1 | 600 | 1.4 | 0.2 | 8 | 11.1111 | 0.87111
S38E146_RES_8173 | Central | -37.4819 | 146.7079 | 1272 | 9 | 1 | 1409 | 3.2 | 0.4 | 4 | 11.1111 | 0.87111
S38E146_RES_8253 | Central | -37.4786 | 146.8039 | 1080 | 9 | 1 | 433 | 1.3 | 0.2 | 8 | 11.1111 | 0.87111
S38E146_RES_8931 | Central | -37.4422 | 146.7865 | 1027 | 9 | 1 | 464 | 1.3 | 0.2 | 8 | 11.1111 | 0.87111
S38E146_RES_8985 | Central | -37.4394 | 146.4547 | 979 | 10 | 1 | 1317 | 2.3 | 0.2 | 7 | 10 | 0.87111
S38E146_RES_9056 | Central | -37.4363 | 146.5226 | 809 | 9 | 1 | 662 | 1.8 | 0.3 | 6 | 11.1111 | 0.87111
S38E146_RES_9323 | Central | -37.4247 | 146.8231 | 1500 | 10 | 1 | 1620 | 3.4 | 0.4 | 4 | 10 | 0.87111
S38E146_RES_9753 | Central | -37.4035 | 146.1641 | 638 | 9 | 1 | 359 | 1 | 0.1 | 11 | 11.1111 | 0.87111
S38E146_RES_9796 | Central | -37.4013 | 146.8282 | 1389 | 10 | 1 | 1521 | 2.4 | 0.2 | 6 | 10 | 0.87111
S38E146_RES_9888 | Central | -37.396 | 146.4979 | 819 | 9 | 1 | 526 | 1.2 | 0.1 | 10 | 11.1111 | 0.87111
S38E146_RES_9929 | Central | -37.3944 | 146.8081 | 1300 | 9 | 1 | 575 | 1.5 | 0.2 | 6 | 11.1111 | 0.87111
S38E146_RES_9991 | Central | -37.3918 | 146.4994 | 861 | 9 | 1 | 458 | 1.4 | 0.2 | 7 | 11.1111 | 0.87111
S38E147_RES_1141 | Central | -37.4747 | 147.9469 | 700 | 9 | 1 | 377 | 1.4 | 0.3 | 6 | 11.1111 | 0.87111
S38E147_RES_1269 | Central | -37.4653 | 147.0428 | 1260 | 11 | 1 | 1305 | 2.2 | 0.2 | 8 | 9.0909 | 0.87111
S38E147_RES_1345 | Central | -37.4611 | 147.0369 | 1261 | 9 | 1 | 1298 | 2.5 | 0.2 | 5 | 11.1111 | 0.87111
S38E147_RES_1376 | Central | -37.4594 | 147.0329 | 1219 | 9 | 1 | 631 | 1.5 | 0.2 | 7 | 11.1111 | 0.87111
S38E147_RES_1414 | Central | -37.4561 | 147.6867 | 630 | 9 | 1 | 334 | 1.1 | 0.2 | 7 | 11.1111 | 0.87111
S38E147_RES_160 | Central | -37.6075 | 147.0675 | 650 | 9 | 1 | 532 | 1.5 | 0.2 | 6 | 11.1111 | 0.87111
S38E147_RES_1805 | Central | -37.4181 | 147.6328 | 850 | 9 | 1 | 915 | 1.3 | 0.1 | 8 | 11.1111 | 0.87111
S38E147_RES_1880 | Central | -37.4146 | 147.7708 | 591 | 9 | 1 | 309 | 1 | 0.2 | 8 | 11.1111 | 0.87111
S38E147_RES_2130 | Central | -37.4032 | 147.5115 | 837 | 9 | 1 | 402 | 1 | 0.1 | 11 | 11.1111 | 0.87111
S38E147_RES_2241 | Central | -37.3994 | 147.5172 | 890 | 11 | 1 | 977 | 1.6 | 0.1 | 12 | 9.0909 | 0.87111
S38E147_RES_2314 | Central | -37.3973 | 147.5119 | 889 | 9 | 1 | 655 | 1.3 | 0.1 | 8 | 11.1111 | 0.87111
S38E147_RES_252 | Central | -37.5978 | 147.1567 | 610 | 9 | 1 | 643 | 1.7 | 0.2 | 6 | 11.1111 | 0.87111
S38E147_RES_298 | Central | -37.5931 | 147.0692 | 780 | 8 | 1 | 1032 | 2.1 | 0.2 | 6 | 12.5 | 0.87111
S38E147_RES_33 | Central | -37.6742 | 147.5167 | 440 | 9 | 1 | 1477 | 2.8 | 0.3 | 5 | 11.1111 | 0.87111
S38E147_RES_357 | Central | -37.5766 | 147.1697 | 528 | 9 | 1 | 408 | 1 | 0.1 | 11 | 11.1111 | 0.87111
S38E147_RES_439 | Central | -37.5518 | 147.0068 | 813 | 9 | 1 | 433 | 1.5 | 0.2 | 6 | 11.1111 | 0.87111
S38E147_RES_641 | Central | -37.5173 | 147.7226 | 677 | 9 | 1 | 525 | 1.2 | 0.1 | 9 | 11.1111 | 0.87111
S38E147_RES_72 | Central | -37.6361 | 147.4305 | 419 | 8 | 1 | 791 | 1.7 | 0.2 | 7 | 12.5 | 0.87111
S38E147_RES_85 | Central | -37.6323 | 147.426 | 408 | 9 | 1 | 810 | 1.7 | 0.2 | 5 | 11.1111 | 0.87111
S38E147_RES_2698 | Central | -37.3825 | 147.7461 | 659 | 10 | 1 | 222 | 0.7 | 0.1 | 12 | 10 | 0.87111
S38E147_RES_2699 | Central | -37.3824 | 147.1767 | 999 | 8 | 1 | 464 | 1.4 | 0.2 | 6 | 12.5 | 0.87111
S38E147_RES_2708 | Central | -37.3821 | 147.7352 | 697 | 9 | 1 | 359 | 1.1 | 0.2 | 7 | 11.1111 | 0.87111
S38E147_RES_2731 | Central | -37.3808 | 147.5433 | 1340 | 10 | 1 | 1608 | 2.6 | 0.2 | 7 | 10 | 0.87111
S38E147_RES_2810 | Central | -37.3785 | 147.749 | 708 | 8 | 1 | 736 | 2 | 0.3 | 5 | 12.5 | 0.87111
S38E147_RES_3035 | Central | -37.3714 | 147.7394 | 871 | 9 | 1 | 903 | 2.3 | 0.3 | 5 | 11.1111 | 0.87111
S38E147_RES_3236 | Central | -37.3655 | 147.1788 | 1191 | 9 | 1 | 1689 | 3.7 | 0.4 | 4 | 11.1111 | 0.87111
S38E147_RES_3259 | Central | -37.3647 | 147.7019 | 730 | 9 | 1 | 365 | 1.2 | 0.2 | 8 | 11.1111 | 0.87111
S38E147_RES_3391 | Central | -37.36 | 147.1739 | 1110 | 10 | 1 | 340 | 0.9 | 0.1 | 12 | 10 | 0.87111
S38E147_RES_3403 | Central | -37.3597 | 147.6258 | 940 | 9 | 1 | 384 | 1.1 | 0.2 | 8 | 11.1111 | 0.87111
S38E147_RES_3492 | Central | -37.3572 | 147.6705 | 819 | 9 | 1 | 581 | 1.5 | 0.2 | 7 | 11.1111 | 0.87111
S38E147_RES_3548 | Central | -37.3558 | 147.9451 | 681 | 9 | 1 | 513 | 1.6 | 0.2 | 6 | 11.1111 | 0.87111
S38E147_RES_3585 | Central | -37.3546 | 147.5244 | 1038 | 9 | 1 | 940 | 2.2 | 0.3 | 4 | 11.1111 | 0.87111
S38E147_RES_3802 | Central | -37.3492 | 147.1914 | 960 | 9 | 1 | 272 | 0.9 | 0.1 | 9 | 11.1111 | 0.87111
S38E147_RES_3894 | Central | -37.3461 | 147.1603 | 1090 | 10 | 1 | 668 | 2 | 0.3 | 4 | 10 | 0.87111
S38E147_RES_3899 | Central | -37.3461 | 147.6108 | 919 | 9 | 1 | 575 | 1.3 | 0.1 | 7 | 11.1111 | 0.87111
S38E147_RES_3909 | Central | -37.3457 | 147.164 | 1038 | 9 | 1 | 458 | 1.3 | 0.2 | 7 | 11.1111 | 0.87111
S38E147_RES_4396 | Central | -37.3319 | 147.5208 | 1130 | 13 | 1 | 866 | 1.4 | 0.1 | 13 | 7.6923 | 0.87111
S38E147_RES_4600 | Central | -37.3236 | 147.3299 | 609 | 9 | 1 | 285 | 0.9 | 0.1 | 9 | 11.1111 | 0.87111
S38E147_RES_4781 | Central | -37.3188 | 147.6544 | 801 | 9 | 1 | 903 | 1.9 | 0.2 | 6 | 11.1111 | 0.87111
S38E147_RES_4801 | Central | -37.3184 | 147.2106 | 1289 | 9 | 1 | 427 | 1.2 | 0.2 | 7 | 11.1111 | 0.87111
S38E147_RES_5036 | Central | -37.3125 | 147.9321 | 721 | 9 | 1 | 705 | 1.4 | 0.1 | 9 | 11.1111 | 0.87111
S38E147_RES_5068 | Central | -37.3117 | 147.5763 | 882 | 9 | 1 | 761 | 2.2 | 0.3 | 5 | 11.1111 | 0.87111
S38E147_RES_5122 | Central | -37.3107 | 147.2071 | 1268 | 9 | 1 | 681 | 1.8 | 0.2 | 6 | 11.1111 | 0.87111
S38E147_RES_5239 | Central | -37.3078 | 147.1588 | 1018 | 10 | 1 | 446 | 1.1 | 0.1 | 10 | 10 | 0.87111
S38E147_RES_5272 | Central | -37.3071 | 147.169 | 1127 | 13 | 1 | 1095 | 1.9 | 0.2 | 8 | 7.6923 | 0.87111
S38E147_RES_5351 | Central | -37.3042 | 147.5086 | 1240 | 9 | 1 | 866 | 2 | 0.2 | 6 | 11.1111 | 0.87111
S38E147_RES_5386 | Central | -37.3033 | 147.3589 | 920 | 10 | 1 | 736 | 1.2 | 0.1 | 13 | 10 | 0.87111
S38E147_RES_5517 | Central | -37.2989 | 147.5334 | 1239 | 10 | 1 | 613 | 1.4 | 0.2 | 9 | 10 | 0.87111
S38E147_RES_10071 | Central | -37.1502 | 147.5253 | 1028 | 10 | 1 | 1009 | 1.7 | 0.1 | 8 | 10 | 0.87111
S38E147_RES_10085 | Central | -37.1499 | 147.184 | 1446 | 10 | 1 | 1956 | 3.1 | 0.2 | 5 | 10 | 0.87111
S38E147_RES_10142 | Central | -37.1486 | 147.6703 | 760 | 10 | 1 | 1485 | 2.7 | 0.2 | 6 | 10 | 0.87111
S38E147_RES_10191 | Central | -37.1471 | 147.3343 | 1218 | 9 | 1 | 743 | 2.1 | 0.3 | 4 | 11.1111 | 0.87111
S38E147_RES_10207 | Central | -37.1464 | 147.164 | 1478 | 9 | 1 | 1566 | 3.1 | 0.3 | 5 | 11.1111 | 0.87111
S38E147_RES_10450 | Central | -37.1389 | 147.3533 | 1100 | 9 | 1 | 792 | 2.4 | 0.4 | 4 | 11.1111 | 0.87111
S38E147_RES_10476 | Central | -37.1383 | 147.2006 | 1460 | 9 | 1 | 1461 | 2.8 | 0.3 | 5 | 11.1111 | 0.87111
S38E147_RES_10573 | Central | -37.1349 | 147.7318 | 1028 | 11 | 1 | 842 | 1.7 | 0.2 | 8 | 9.0909 | 0.87111
S38E147_RES_10695 | Central | -37.1314 | 147.1481 | 1509 | 10 | 1 | 1188 | 2.7 | 0.3 | 5 | 10 | 0.87111
S38E147_RES_10820 | Central | -37.1253 | 147.9003 | 1320 | 9 | 1 | 1306 | 2.4 | 0.2 | 6 | 11.1111 | 0.87111
S38E147_RES_11124 | Central | -37.1137 | 147.7208 | 898 | 9 | 1 | 272 | 0.7 | 0.1 | 17 | 11.1111 | 0.87111
S38E147_RES_11181 | Central | -37.1124 | 147.5276 | 993 | 11 | 1 | 501 | 1.5 | 0.2 | 6 | 9.0909 | 0.87111
S38E147_RES_11215 | Central | -37.1111 | 147.4808 | 1180 | 9 | 1 | 662 | 2.1 | 0.3 | 4 | 11.1111 | 0.87111
S38E147_RES_11229 | Central | -37.1106 | 147.4953 | 1200 | 9 | 1 | 607 | 1.6 | 0.2 | 6 | 11.1111 | 0.87111
S38E147_RES_11279 | Central | -37.1087 | 147.9543 | 1208 | 9 | 1 | 1510 | 2.6 | 0.2 | 5 | 11.1111 | 0.87111
S38E147_RES_11348 | Central | -37.1062 | 147.6944 | 1219 | 10 | 1 | 675 | 2 | 0.3 | 5 | 10 | 0.87111
S38E147_RES_11493 | Central | -37.1011 | 147.5131 | 1070 | 11 | 1 | 1356 | 2.4 | 0.2 | 6 | 9.0909 | 0.87111
S38E147_RES_11499 | Central | -37.1009 | 147.8957 | 1029 | 10 | 1 | 569 | 1 | 0.1 | 15 | 10 | 0.87111
S38E147_RES_11509 | Central | -37.1006 | 147.9867 | 1300 | 9 | 1 | 495 | 1.2 | 0.2 | 9 | 11.1111 | 0.87111
S38E147_RES_11634 | Central | -37.0962 | 147.9831 | 1341 | 9 | 1 | 743 | 1.9 | 0.2 | 5 | 11.1111 | 0.87111
S38E147_RES_11775 | Central | -37.0902 | 147.9622 | 1379 | 9 | 1 | 805 | 1.3 | 0.1 | 11 | 11.1111 | 0.87111
S38E147_RES_11843 | Central | -37.0856 | 147.7038 | 1159 | 9 | 1 | 644 | 1.8 | 0.3 | 5 | 11.1111 | 0.87111
S38E147_RES_11954 | Central | -37.0796 | 147.5382 | 1082 | 10 | 1 | 1158 | 2 | 0.2 | 8 | 10 | 0.87111
S38E147_RES_11959 | Central | -37.0793 | 147.5433 | 1107 | 9 | 1 | 1411 | 2.7 | 0.3 | 6 | 11.1111 | 0.87111
S38E147_RES_12069 | Central | -37.0721 | 147.5536 | 939 | 9 | 1 | 613 | 1.7 | 0.2 | 6 | 11.1111 | 0.87111
S38E147_RES_12131 | Central | -37.0691 | 147.2702 | 1339 | 9 | 1 | 340 | 0.8 | 0.1 | 13 | 11.1111 | 0.87111
S38E147_RES_12163 | Central | -37.0677 | 147.5188 | 1108 | 10 | 1 | 563 | 1.6 | 0.2 | 6 | 10 | 0.87111
S38E147_RES_12239 | Central | -37.0645 | 147.3517 | 1219 | 9 | 1 | 1443 | 2.1 | 0.2 | 7 | 11.1111 | 0.87111
S38E147_RES_12261 | Central | -37.0631 | 147.2678 | 1420 | 16 | 1 | 879 | 2.2 | 0.3 | 5 | 6.25 | 0.87111
S38E147_RES_12278 | Central | -37.0608 | 147.2719 | 1440 | 9 | 1 | 1256 | 2.4 | 0.2 | 5 | 11.1111 | 0.87111
S38E147_RES_12326 | Central | -37.0575 | 147.2739 | 1439 | 11 | 1 | 1170 | 1.9 | 0.2 | 8 | 9.0909 | 0.87111
S38E147_RES_12336 | Central | -37.0568 | 147.5043 | 1117 | 9 | 1 | 1931 | 3.9 | 0.4 | 4 | 11.1111 | 0.87111
S38E147_RES_12382 | Central | -37.0534 | 147.3517 | 1221 | 9 | 1 | 625 | 1.7 | 0.2 | 6 | 11.1111 | 0.87111
S38E147_RES_12475 | Central | -37.0469 | 147.4481 | 1101 | 10 | 1 | 489 | 1.5 | 0.2 | 6 | 10 | 0.87111
S38E147_RES_12555 | Central | -37.0433 | 147.9489 | 1360 | 10 | 1 | 1059 | 2.5 | 0.3 | 5 | 10 | 0.87111
S38E147_RES_12728 | Central | -37.0353 | 147.9517 | 1300 | 9 | 1 | 538 | 1.7 | 0.3 | 5 | 11.1111 | 0.87111
S38E147_RES_12749 | Central | -37.0347 | 147.9717 | 1439 | 9 | 1 | 1164 | 2.9 | 0.4 | 4 | 11.1111 | 0.87111
S38E147_RES_12779 | Central | -37.0336 | 147.2902 | 1379 | 12 | 1 | 1003 | 1.8 | 0.2 | 8 | 8.3333 | 0.87111
S38E147_RES_12780 | Central | -37.0335 | 147.506 | 1102 | 10 | 1 | 1566 | 2.9 | 0.3 | 5 | 10 | 0.87111
S38E147_RES_12813 | Central | -37.0321 | 147.9759 | 1448 | 11 | 1 | 966 | 1.9 | 0.2 | 7 | 9.0909 | 0.87111
S38E147_RES_12815 | Central | -37.0319 | 147.2683 | 1410 | 9 | 1 | 656 | 2.1 | 0.3 | 4 | 11.1111 | 0.87111
S38E147_RES_12843 | Central | -37.0311 | 147.5112 | 1089 | 11 | 1 | 1102 | 2 | 0.2 | 7 | 9.0909 | 0.87111
S38E147_RES_12879 | Central | -37.0292 | 147.2717 | 1430 | 10 | 1 | 1269 | 2.3 | 0.2 | 6 | 10 | 0.87111
S38E147_RES_12924 | Central | -37.0273 | 147.2635 | 1502 | 11 | 1 | 922 | 1.5 | 0.1 | 6 | 9.0909 | 0.87111
S38E147_RES_12980 | Central | -37.0255 | 147.9579 | 1257 | 9 | 1 | 440 | 1.2 | 0.2 | 8 | 11.1111 | 0.87111
S38E147_RES_13117 | Central | -37.0198 | 147.2758 | 1359 | 9 | 1 | 421 | 1.4 | 0.2 | 6 | 11.1111 | 0.87111
S38E147_RES_13131 | Central | -37.0192 | 147.5311 | 920 | 9 | 1 | 359 | 1 | 0.1 | 11 | 11.1111 | 0.87111
S38E147_RES_13204 | Central | -37.0164 | 147.9247 | 1140 | 9 | 1 | 669 | 1.4 | 0.2 | 8 | 11.1111 | 0.87111
S38E147_RES_13222 | Central | -37.0156 | 147.3628 | 1190 | 9 | 1 | 545 | 1.5 | 0.2 | 6 | 11.1111 | 0.87111
S38E147_RES_13315 | Central | -37.0132 | 147.759 | 1077 | 9 | 1 | 681 | 1.1 | 0.1 | 11 | 11.1111 | 0.87111
S38E147_RES_13371 | Central | -37.0111 | 147.94 | 1210 | 11 | 1 | 582 | 1.6 | 0.2 | 7 | 9.0909 | 0.87111
S38E147_RES_13421 | Central | -37.0091 | 147.9267 | 1239 | 9 | 1 | 1331 | 2.4 | 0.2 | 6 | 11.1111 | 0.87111
S38E147_RES_13424 | Central | -37.0088 | 147.3706 | 1338 | 10 | 1 | 1052 | 2.3 | 0.2 | 5 | 10 | 0.87111
S38E147_RES_13586 | Central | -37.0026 | 147.9183 | 1198 | 9 | 1 | 904 | 1.9 | 0.2 | 7 | 11.1111 | 0.87111
S38E147_RES_13587 | Central | -37.0026 | 147.942 | 1239 | 9 | 1 | 799 | 1.4 | 0.1 | 10 | 11.1111 | 0.87111
S38E147_RES_5691 | Central | -37.2929 | 147.4154 | 718 | 9 | 1 | 507 | 1.4 | 0.2 | 7 | 11.1111 | 0.87111
S38E147_RES_5705 | Central | -37.2923 | 147.5482 | 919 | 9 | 1 | 384 | 1.4 | 0.2 | 6 | 11.1111 | 0.87111
S38E147_RES_5744 | Central | -37.2911 | 147.6275 | 670 | 9 | 1 | 545 | 1.6 | 0.2 | 6 | 11.1111 | 0.87111
S38E147_RES_5781 | Central | -37.2899 | 147.486 | 1031 | 9 | 1 | 464 | 1.5 | 0.2 | 6 | 11.1111 | 0.87111
S38E147_RES_6172 | Central | -37.276 | 147.9556 | 1179 | 10 | 1 | 1305 | 2.8 | 0.3 | 5 | 10 | 0.87111
S38E147_RES_6226 | Central | -37.2744 | 147.8101 | 609 | 10 | 1 | 433 | 1.2 | 0.2 | 8 | 10 | 0.87111
S38E147_RES_6270 | Central | -37.2728 | 147.5842 | 731 | 11 | 1 | 402 | 1.1 | 0.2 | 10 | 9.0909 | 0.87111
S38E147_RES_6292 | Central | -37.2721 | 147.9192 | 972 | 11 | 1 | 1120 | 2.1 | 0.2 | 7 | 9.0909 | 0.87111
S38E147_RES_6324 | Central | -37.2712 | 147.9436 | 1207 | 9 | 1 | 1274 | 1.9 | 0.1 | 8 | 11.1111 | 0.87111
S38E147_RES_6364 | Central | -37.2703 | 147.8035 | 641 | 9 | 1 | 563 | 1.4 | 0.2 | 7 | 11.1111 | 0.87111
S38E147_RES_6406 | Central | -37.2692 | 147.9481 | 1168 | 9 | 1 | 476 | 1.2 | 0.2 | 8 | 11.1111 | 0.87111
S38E147_RES_6526 | Central | -37.2658 | 147.9731 | 1091 | 9 | 1 | 755 | 1.7 | 0.2 | 8 | 11.1111 | 0.87111
S38E147_RES_6740 | Central | -37.2594 | 147.4158 | 1181 | 9 | 1 | 755 | 2 | 0.3 | 6 | 11.1111 | 0.87111
S38E147_RES_6857 | Central | -37.2548 | 147.3736 | 1129 | 9 | 1 | 1033 | 2.5 | 0.3 | 5 | 11.1111 | 0.87111
S38E147_RES_6904 | Central | -37.2533 | 147.1125 | 1210 | 10 | 1 | 1163 | 2 | 0.2 | 7 | 10 | 0.87111
S38E147_RES_6943 | Central | -37.2524 | 147.3892 | 1151 | 9 | 1 | 1089 | 2.2 | 0.2 | 6 | 11.1111 | 0.87111
S38E147_RES_7028 | Central | -37.25 | 147.1119 | 1219 | 16 | 1 | 1472 | 2 | 0.1 | 9 | 6.25 | 0.87111
S38E147_RES_7173 | Central | -37.2445 | 147.1056 | 1229 | 10 | 1 | 1429 | 2.6 | 0.2 | 6 | 10 | 0.87111
S38E147_RES_7212 | Central | -37.2431 | 147.3972 | 1250 | 8 | 1 | 1163 | 2.8 | 0.3 | 4 | 12.5 | 0.87111
S38E147_RES_7291 | Central | -37.2401 | 147.2143 | 1221 | 9 | 1 | 835 | 1.8 | 0.2 | 6 | 11.1111 | 0.87111
S38E147_RES_7297 | Central | -37.2399 | 147.4187 | 1239 | 10 | 1 | 1015 | 2.2 | 0.2 | 6 | 10 | 0.87111
S38E147_RES_7317 | Central | -37.2392 | 147.9958 | 1139 | 9 | 1 | 1268 | 2.1 | 0.2 | 6 | 11.1111 | 0.87111
S38E147_RES_7406 | Central | -37.2353 | 147.4039 | 1220 | 10 | 1 | 396 | 0.9 | 0.1 | 13 | 10 | 0.87111
S38E147_RES_7610 | Central | -37.2285 | 147.4033 | 1271 | 9 | 1 | 309 | 1 | 0.2 | 8 | 11.1111 | 0.87111
S38E147_RES_7617 | Central | -37.2283 | 147.9475 | 1170 | 9 | 1 | 1318 | 2.9 | 0.3 | 5 | 11.1111 | 0.87111
S38E147_RES_7619 | Central | -37.2283 | 147.3975 | 1289 | 9 | 1 | 848 | 2.1 | 0.3 | 5 | 11.1111 | 0.87111
S38E147_RES_7630 | Central | -37.228 | 147.3901 | 1248 | 9 | 1 | 953 | 2.2 | 0.2 | 5 | 11.1111 | 0.87111
S38E147_RES_7641 | Central | -37.2276 | 147.549 | 889 | 10 | 1 | 681 | 1.8 | 0.2 | 6 | 10 | 0.87111
S38E147_RES_7663 | Central | -37.2265 | 147.4153 | 1311 | 8 | 1 | 476 | 1.5 | 0.2 | 6 | 12.5 | 0.87111
S38E147_RES_7668 | Central | -37.2261 | 147.3597 | 1110 | 9 | 1 | 953 | 2 | 0.2 | 5 | 11.1111 | 0.87111
S38E147_RES_7688 | Central | -37.2256 | 147.1408 | 970 | 8 | 1 | 365 | 1.1 | 0.2 | 8 | 12.5 | 0.87111
S38E147_RES_7689 | Central | -37.2255 | 147.2211 | 1189 | 9 | 1 | 285 | 0.7 | 0.1 | 13 | 11.1111 | 0.87111
S38E147_RES_7721 | Central | -37.2244 | 147.3675 | 1120 | 10 | 1 | 662 | 1.8 | 0.2 | 6 | 10 | 0.87111
S38E147_RES_7842 | Central | -37.2213 | 147.4356 | 1259 | 9 | 1 | 681 | 1.5 | 0.2 | 9 | 11.1111 | 0.87111
S38E147_RES_7924 | Central | -37.2194 | 147.3974 | 1311 | 9 | 1 | 866 | 2.3 | 0.3 | 4 | 11.1111 | 0.87111
S38E147_RES_7970 | Central | -37.2183 | 147.9103 | 1290 | 9 | 1 | 786 | 1.8 | 0.2 | 7 | 11.1111 | 0.87111
S38E147_RES_8130 | Central | -37.2139 | 147.4347 | 1340 | 9 | 1 | 613 | 1.7 | 0.2 | 6 | 11.1111 | 0.87111
S38E147_RES_8186 | Central | -37.2122 | 147.2003 | 1350 | 8 | 1 | 1708 | 3.5 | 0.4 | 4 | 12.5 | 0.87111
S38E147_RES_8215 | Central | -37.211 | 147.9094 | 1268 | 13 | 1 | 569 | 1.2 | 0.1 | 10 | 7.6923 | 0.87111
S38E147_RES_8288 | Central | -37.2083 | 147.1617 | 1230 | 9 | 1 | 767 | 1.6 | 0.2 | 8 | 11.1111 | 0.87111
S38E147_RES_8418 | Central | -37.2044 | 147.379 | 1269 | 9 | 1 | 563 | 1.6 | 0.2 | 6 | 11.1111 | 0.87111
S38E147_RES_8429 | Central | -37.2042 | 147.1581 | 1341 | 9 | 1 | 1473 | 3.3 | 0.4 | 4 | 11.1111 | 0.87111
S38E147_RES_8471 | Central | -37.2033 | 147.3423 | 1169 | 13 | 1 | 910 | 1.3 | 0.1 | 12 | 7.6923 | 0.87111
S38E147_RES_8487 | Central | -37.2029 | 147.4642 | 1341 | 11 | 1 | 1238 | 2.7 | 0.3 | 5 | 9.0909 | 0.87111
S38E147_RES_8498 | Central | -37.2027 | 147.9586 | 1149 | 9 | 1 | 866 | 1.9 | 0.2 | 6 | 11.1111 | 0.87111
S38E147_RES_8635 | Central | -37.1982 | 147.9707 | 1157 | 11 | 1 | 823 | 2.1 | 0.3 | 5 | 9.0909 | 0.87111
S38E147_RES_8764 | Central | -37.1945 | 147.1933 | 1311 | 9 | 1 | 705 | 1.4 | 0.1 | 9 | 11.1111 | 0.87111
S38E147_RES_8861 | Central | -37.1916 | 147.184 | 1269 | 10 | 1 | 928 | 2.2 | 0.3 | 6 | 10 | 0.87111
S38E147_RES_8966 | Central | -37.1889 | 147.1897 | 1330 | 9 | 1 | 978 | 2.3 | 0.3 | 5 | 11.1111 | 0.87111
S38E147_RES_9074 | Central | -37.1856 | 147.6053 | 939 | 10 | 1 | 718 | 1.8 | 0.2 | 6 | 10 | 0.87111
S38E147_RES_9080 | Central | -37.1855 | 147.0923 | 1229 | 9 | 1 | 947 | 1.7 | 0.1 | 9 | 11.1111 | 0.87111
S38E147_RES_9104 | Central | -37.1848 | 147.2233 | 1239 | 9 | 1 | 1207 | 3.2 | 0.4 | 3 | 11.1111 | 0.87111
S38E147_RES_9109 | Central | -37.1847 | 147.6331 | 760 | 9 | 1 | 359 | 1.1 | 0.2 | 8 | 11.1111 | 0.87111
S38E147_RES_9123 | Central | -37.1844 | 147.5077 | 1039 | 9 | 1 | 316 | 1 | 0.2 | 9 | 11.1111 | 0.87111
S38E147_RES_9278 | Central | -37.1797 | 147.1892 | 1390 | 11 | 1 | 2079 | 3 | 0.2 | 6 | 9.0909 | 0.87111
S38E147_RES_9371 | Central | -37.1767 | 147.8924 | 1367 | 9 | 1 | 1498 | 2.3 | 0.2 | 7 | 11.1111 | 0.87111
S38E147_RES_9432 | Central | -37.1733 | 147.1047 | 1010 | 9 | 1 | 260 | 0.8 | 0.1 | 12 | 11.1111 | 0.87111
S38E147_RES_9446 | Central | -37.1731 | 147.4345 | 1389 | 11 | 1 | 811 | 1.7 | 0.2 | 8 | 9.0909 | 0.87111
S38E147_RES_9479 | Central | -37.1718 | 147.4949 | 1208 | 9 | 1 | 1232 | 2.6 | 0.3 | 5 | 11.1111 | 0.87111
S38E147_RES_9530 | Central | -37.1702 | 147.9013 | 1379 | 10 | 1 | 947 | 2.7 | 0.4 | 4 | 10 | 0.87111
S38E147_RES_9582 | Central | -37.1688 | 147.4251 | 1406 | 9 | 1 | 1238 | 2.1 | 0.2 | 8 | 11.1111 | 0.87111
S38E147_RES_9646 | Central | -37.1659 | 147.9956 | 1202 | 9 | 1 | 1355 | 2.5 | 0.2 | 5 | 11.1111 | 0.87111
S38E147_RES_9658 | Central | -37.1655 | 147.6259 | 821 | 9 | 1 | 421 | 1.1 | 0.1 | 8 | 11.1111 | 0.87111
S38E147_RES_9883 | Central | -37.1567 | 147.2047 | 1430 | 15 | 1 | 2327 | 2.9 | 0.2 | 8 | 6.6667 | 0.87111
S38E147_RES_9936 | Central | -37.1547 | 147.3491 | 1189 | 9 | 1 | 792 | 2.3 | 0.3 | 4 | 11.1111 | 0.87111
S38E147_RES_9971 | Central | -37.1533 | 147.2128 | 1430 | 19 | 1 | 2216 | 2.2 | 0.1 | 11 | 5.2632 | 0.87111
S38E148_RES_1077 | East | -37.3669 | 148.9487 | 681 | 9 | 1 | 588 | 1.7 | 0.2 | 5 | 11.1111 | 0.87111
S38E148_RES_1191 | East | -37.3607 | 148.2924 | 478 | 8 | 1 | 557 | 1.7 | 0.3 | 5 | 12.5 | 0.87111
S38E148_RES_1251 | East | -37.3547 | 148.9883 | 698 | 10 | 1 | 427 | 0.9 | 0.1 | 12 | 10 | 0.87111
S38E148_RES_1370 | East | -37.3467 | 148.97 | 618 | 9 | 1 | 544 | 1.4 | 0.2 | 8 | 11.1111 | 0.87111
S38E148_RES_1437 | East | -37.3414 | 148.955 | 880 | 9 | 1 | 452 | 1.2 | 0.1 | 8 | 11.1111 | 0.87111
S38E148_RES_1735 | East | -37.3248 | 148.9901 | 598 | 10 | 1 | 309 | 0.7 | 0.1 | 17 | 10 | 0.87111
S38E148_RES_1854 | East | -37.3194 | 148.8767 | 990 | 9 | 1 | 1305 | 2.5 | 0.2 | 6 | 11.1111 | 0.87111
S38E148_RES_1949 | East | -37.314 | 148.9943 | 681 | 10 | 1 | 328 | 0.8 | 0.1 | 14 | 10 | 0.87111
S38E148_RES_1911 | East | -37.3158 | 148.8692 | 999 | 11 | 1 | 1008 | 1.4 | 0.1 | 11 | 9.0909 | 0.87111
S38E148_RES_1943 | East | -37.3142 | 148.1097 | 709 | 11 | 1 | 978 | 1.4 | 0.1 | 12 | 9.0909 | 0.87111
S38E148_RES_2045 | East | -37.3092 | 148.1026 | 732 | 10 | 1 | 1701 | 3.1 | 0.3 | 5 | 10 | 0.87111
S38E148_RES_2000 | East | -37.3122 | 148.0954 | 728 | 11 | 1 | 1120 | 1.9 | 0.2 | 7 | 9.0909 | 0.87111
S38E148_RES_2058 | East | -37.3086 | 148.1919 | 639 | 11 | 1 | 792 | 1.4 | 0.1 | 11 | 9.0909 | 0.87111
S38E148_RES_357 | East | -37.4467 | 148.1076 | 561 | 9 | 1 | 526 | 1.4 | 0.2 | 7 | 11.1111 | 0.87111
S38E148_RES_2157 | East | -37.305 | 148.6561 | 660 | 9 | 1 | 421 | 1.2 | 0.2 | 9 | 11.1111 | 0.87111
S38E148_RES_239 | East | -37.4914 | 148.6981 | 589 | 9 | 1 | 816 | 1.5 | 0.1 | 9 | 11.1111 | 0.87111
S38E148_RES_295 | East | -37.4613 | 148.1342 | 419 | 10 | 1 | 736 | 1.3 | 0.1 | 13 | 10 | 0.87111
S38E148_RES_37 | East | -37.5672 | 148.7233 | 520 | 8 | 1 | 241 | 0.4 | 0 | 29 | 12.5 | 0.87111
S38E148_RES_514 | East | -37.4249 | 148.1208 | 579 | 9 | 1 | 1039 | 1.8 | 0.2 | 8 | 11.1111 | 0.87111
S38E148_RES_526 | East | -37.4225 | 148.9546 | 449 | 9 | 1 | 612 | 1.5 | 0.2 | 8 | 11.1111 | 0.87111
S38E148_RES_43 | East | -37.565 | 148.2097 | 550 | 9 | 1 | 1039 | 1.7 | 0.1 | 9 | 11.1111 | 0.87111
S38E148_RES_793 | East | -37.39 | 148.1206 | 459 | 9 | 1 | 742 | 2 | 0.3 | 5 | 11.1111 | 0.87111
S38E148_RES_557 | East | -37.4159 | 148.1268 | 481 | 10 | 1 | 433 | 1.3 | 0.2 | 7 | 10 | 0.87111
S38E148_RES_596 | East | -37.4122 | 148.5655 | 498 | 9 | 1 | 1212 | 2.5 | 0.3 | 6 | 11.1111 | 0.87111
S38E148_RES_886 | East | -37.3833 | 148.2631 | 629 | 9 | 1 | 606 | 1.6 | 0.2 | 6 | 11.1111 | 0.87111
S38E148_RES_840 | East | -37.386 | 148.241 | 571 | 9 | 1 | 693 | 1.5 | 0.2 | 9 | 11.1111 | 0.87111
S38E148_RES_2364 | East | -37.2964 | 148.3101 | 749 | 9 | 1 | 1114 | 2.3 | 0.2 | 5 | 11.1111 | 0.87111
S38E148_RES_2218 | East | -37.302 | 148.3175 | 721 | 9 | 1 | 1151 | 2.7 | 0.3 | 5 | 11.1111 | 0.87111
S38E148_RES_2529 | East | -37.2876 | 148.8118 | 1009 | 9 | 1 | 1330 | 2.7 | 0.3 | 5 | 11.1111 | 0.87111
S38E148_RES_2464 | East | -37.2918 | 148.101 | 801 | 11 | 1 | 810 | 1.8 | 0.2 | 7 | 9.0909 | 0.87111
S38E148_RES_2621 | East | -37.2825 | 148.0947 | 830 | 9 | 1 | 1262 | 2.9 | 0.3 | 5 | 11.1111 | 0.87111
S38E148_RES_2797 | East | -37.2728 | 148.6169 | 850 | 9 | 1 | 878 | 1.8 | 0.2 | 7 | 11.1111 | 0.87111
S38E148_RES_2816 | East | -37.2717 | 148.1058 | 839 | 22 | 1 | 1144 | 1.5 | 0.1 | 13 | 4.5455 | 0.87111
S38E148_RES_2833 | East | -37.2706 | 148.6349 | 709 | 9 | 1 | 396 | 1.3 | 0.2 | 7 | 11.1111 | 0.87111
S38E148_RES_2903 | East | -37.2672 | 148.8132 | 941 | 13 | 1 | 996 | 1.5 | 0.1 | 9 | 7.6923 | 0.87111
S38E148_RES_3001 | East | -37.2612 | 148.8039 | 838 | 9 | 1 | 662 | 1.7 | 0.2 | 6 | 11.1111 | 0.87111
S38E148_RES_3193 | East | -37.2473 | 148.3124 | 708 | 8 | 1 | 1349 | 2.3 | 0.2 | 4 | 12.5 | 0.87111
S38E148_RES_3254 | East | -37.2426 | 148.2047 | 821 | 9 | 1 | 693 | 1.9 | 0.2 | 6 | 11.1111 | 0.87111
S38E148_RES_3221 | East | -37.2453 | 148.0861 | 850 | 11 | 1 | 1256 | 2.4 | 0.2 | 5 | 9.0909 | 0.87111
S38E148_RES_3605 | East | -37.2206 | 148.2158 | 749 | 9 | 1 | 452 | 1.4 | 0.2 | 6 | 11.1111 | 0.87111
S38E148_RES_3721 | East | -37.2147 | 148.0471 | 1001 | 13 | 1 | 1145 | 2.6 | 0.3 | 4 | 7.6923 | 0.87111
S38E148_RES_3796 | East | -37.2106 | 148.7169 | 769 | 9 | 1 | 575 | 1.5 | 0.2 | 7 | 11.1111 | 0.87111
S38E148_RES_3757 | East | -37.2133 | 148.2964 | 750 | 11 | 1 | 823 | 1.9 | 0.2 | 7 | 9.0909 | 0.87111
S38E148_RES_3769 | East | -37.2125 | 148.0469 | 1000 | 10 | 1 | 1293 | 2.4 | 0.2 | 6 | 10 | 0.87111
S38E148_RES_3910 | East | -37.2025 | 148.2092 | 920 | 9 | 1 | 1436 | 3.4 | 0.4 | 4 | 11.1111 | 0.87111
S38E148_RES_3842 | East | -37.2067 | 148.7653 | 940 | 9 | 1 | 1547 | 3 | 0.3 | 4 | 11.1111 | 0.87111
S38E148_RES_3890 | East | -37.2038 | 148.0334 | 1031 | 9 | 1 | 1757 | 3.7 | 0.4 | 4 | 11.1111 | 0.87111
S38E148_RES_3899 | East | -37.2031 | 148.0334 | 1021 | 9 | 1 | 1132 | 2.5 | 0.3 | 4 | 11.1111 | 0.87111
S38E148_RES_3937 | East | -37.2011 | 148.2002 | 911 | 9 | 1 | 662 | 1.8 | 0.3 | 5 | 11.1111 | 0.87111
S38E148_RES_4035 | East | -37.1967 | 148.1867 | 809 | 10 | 1 | 631 | 1.5 | 0.2 | 8 | 10 | 0.87111
S38E148_RES_4051 | East | -37.1961 | 148.2981 | 720 | 10 | 1 | 1238 | 3.1 | 0.4 | 4 | 10 | 0.87111
S38E148_RES_4053 | East | -37.196 | 148.3207 | 689 | 9 | 1 | 903 | 1.9 | 0.2 | 6 | 11.1111 | 0.87111
S38E148_RES_4058 | East | -37.1957 | 148.0583 | 859 | 9 | 1 | 879 | 2.3 | 0.3 | 5 | 11.1111 | 0.87111
S38E148_RES_4295 | East | -37.1825 | 148.0714 | 1060 | 9 | 1 | 1015 | 2 | 0.2 | 6 | 11.1111 | 0.87111
S38E148_RES_4364 | East | -37.1786 | 148.1614 | 860 | 10 | 1 | 619 | 1.9 | 0.3 | 5 | 10 | 0.87111
S38E148_RES_4368 | East | -37.1785 | 148.2812 | 751 | 15 | 1 | 904 | 1.2 | 0.1 | 14 | 6.6667 | 0.87111
S38E148_RES_4385 | East | -37.1774 | 148.0756 | 989 | 10 | 1 | 823 | 1.7 | 0.2 | 7 | 10 | 0.87111
S38E148_RES_4625 | East | -37.1628 | 148.2492 | 901 | 10 | 1 | 1634 | 3.3 | 0.3 | 4 | 10 | 0.87111
S38E148_RES_4755 | East | -37.1549 | 148.2336 | 969 | 9 | 1 | 1108 | 2.3 | 0.2 | 6 | 11.1111 | 0.87111
S38E148_RES_4777 | East | -37.1536 | 148.0917 | 1000 | 9 | 1 | 687 | 1.4 | 0.1 | 8 | 11.1111 | 0.87111
S38E148_RES_4834 | East | -37.1497 | 148.2746 | 729 | 10 | 1 | 415 | 0.9 | 0.1 | 12 | 10 | 0.87111
S38E148_RES_4936 | East | -37.1392 | 148.2606 | 800 | 10 | 1 | 347 | 0.9 | 0.1 | 13 | 10 | 0.87111
S38E148_RES_4942 | East | -37.1383 | 148.2303 | 969 | 9 | 1 | 1095 | 2.2 | 0.2 | 6 | 11.1111 | 0.87111
S38E148_RES_5045 | East | -37.1314 | 148.2139 | 969 | 11 | 1 | 433 | 1.1 | 0.1 | 10 | 9.0909 | 0.87111
S38E148_RES_4984 | East | -37.1352 | 148.0906 | 1021 | 10 | 1 | 996 | 2.1 | 0.2 | 6 | 10 | 0.87111
S38E148_RES_5007 | East | -37.1334 | 148.2257 | 989 | 11 | 1 | 1188 | 2.7 | 0.3 | 5 | 9.0909 | 0.87111
S38E148_RES_5173 | East | -37.1251 | 148.2383 | 899 | 9 | 1 | 965 | 1.9 | 0.2 | 5 | 11.1111 | 0.87111
S38E148_RES_5394 | East | -37.1102 | 148.1185 | 948 | 9 | 1 | 576 | 1.5 | 0.2 | 7 | 11.1111 | 0.87111
S38E148_RES_5429 | East | -37.1082 | 148.2652 | 818 | 9 | 1 | 619 | 1.7 | 0.2 | 6 | 11.1111 | 0.87111
S38E148_RES_5437 | East | -37.1079 | 148.2849 | 841 | 10 | 1 | 1065 | 2 | 0.2 | 6 | 10 | 0.87111
S38E148_RES_5340 | East | -37.1131 | 148.2172 | 990 | 9 | 1 | 322 | 1.1 | 0.2 | 7 | 11.1111 | 0.87111
S38E148_RES_5350 | East | -37.1125 | 148.0819 | 1080 | 9 | 1 | 650 | 1.8 | 0.2 | 5 | 11.1111 | 0.87111
S38E148_RES_5474 | East | -37.1069 | 148.0987 | 1131 | 9 | 1 | 984 | 1.8 | 0.2 | 9 | 11.1111 | 0.87111
S38E148_RES_5641 | East | -37.1003 | 148.0963 | 1171 | 10 | 1 | 996 | 1.3 | 0.1 | 14 | 10 | 0.87111
S38E148_RES_5722 | East | -37.0977 | 148.1144 | 1169 | 9 | 1 | 508 | 1.5 | 0.2 | 6 | 11.1111 | 0.87111
S38E148_RES_5684 | East | -37.0988 | 148.0009 | 1428 | 9 | 1 | 1096 | 3.1 | 0.4 | 3 | 11.1111 | 0.87111
S38E148_RES_5710 | East | -37.098 | 148.2787 | 858 | 11 | 1 | 1461 | 1.8 | 0.1 | 7 | 9.0909 | 0.87111
S38E148_RES_5969 | East | -37.0778 | 148.2925 | 810 | 9 | 1 | 737 | 1.6 | 0.2 | 8 | 11.1111 | 0.87111
S38E148_RES_6117 | East | -37.0579 | 148.4426 | 530 | 9 | 1 | 693 | 1.3 | 0.1 | 11 | 11.1111 | 0.87111
S38E148_RES_6036 | East | -37.068 | 148.2275 | 979 | 9 | 1 | 1287 | 2.7 | 0.3 | 5 | 11.1111 | 0.87111
S38E148_RES_6357 | East | -37.0331 | 148.2289 | 1000 | 9 | 1 | 1077 | 2.5 | 0.3 | 4 | 11.1111 | 0.87111
S38E148_RES_6240 | East | -37.0447 | 148.2291 | 1009 | 9 | 1 | 656 | 1.5 | 0.2 | 7 | 11.1111 | 0.87111
S38E148_RES_6405 | East | -37.0292 | 148.4711 | 540 | 10 | 1 | 867 | 1.5 | 0.1 | 11 | 10 | 0.87111
S38E149_RES_215 | East | -37.3747 | 149.0493 | 568 | 9 | 1 | 439 | 1.2 | 0.2 | 8 | 11.1111 | 0.87111
S38E149_RES_428 | East | -37.3083 | 149.0927 | 663 | 11 | 1 | 433 | 1.1 | 0.1 | 10 | 9.0909 | 0.87111
S38E149_RES_445 | East | -37.3056 | 149.0233 | 770 | 9 | 1 | 408 | 1 | 0.1 | 10 | 11.1111 | 0.87111
S38E149_RES_978 | East | -37.2337 | 149.2151 | 601 | 9 | 1 | 854 | 1.9 | 0.2 | 5 | 11.1111 | 0.87111
S38E149_RES_1043 | East | -37.2304 | 149.0526 | 938 | 9 | 1 | 959 | 2.5 | 0.3 | 5 | 11.1111 | 0.87111
S38E149_RES_1122 | East | -37.2219 | 149.0608 | 970 | 12 | 1 | 1027 | 1.3 | 0.1 | 14 | 8.3333 | 0.87111
S38E149_RES_1166 | East | -37.2192 | 149.0939 | 740 | 9 | 1 | 526 | 1.6 | 0.2 | 6 | 11.1111 | 0.87111
S38E149_RES_1195 | East | -37.2159 | 149.203 | 869 | 9 | 1 | 934 | 1.7 | 0.2 | 7 | 11.1111 | 0.87111
S38E149_RES_1395 | East | -37.2 | 149.1567 | 779 | 9 | 1 | 687 | 1.2 | 0.1 | 12 | 11.1111 | 0.87111
S38E149_RES_1670 | East | -37.1791 | 149.1037 | 839 | 11 | 1 | 1145 | 2.8 | 0.3 | 4 | 9.0909 | 0.87111
S39E143_RES_28 | West | -38.7006 | 143.3501 | 377 | 9 | 1 | 1485 | 2.4 | 0.2 | 7 | 11.1111 | 0.87111
S39E143_RES_52 | West | -38.6908 | 143.5932 | 469 | 8 | 1 | 1196 | 2.4 | 0.2 | 6 | 12.5 | 0.87111
S39E143_RES_106 | West | -38.6833 | 143.5931 | 470 | 10 | 1 | 912 | 1.8 | 0.2 | 8 | 10 | 0.87111
S39E143_RES_110 | West | -38.6828 | 143.595 | 489 | 12 | 1 | 1465 | 2.5 | 0.2 | 7 | 8.3333 | 0.87111
S39E143_RES_231 | West | -38.6742 | 143.6878 | 420 | 9 | 1 | 586 | 1.2 | 0.1 | 10 | 11.1111 | 0.87111
S39E143_RES_257 | West | -38.6707 | 143.6088 | 471 | 9 | 1 | 1110 | 1.8 | 0.1 | 8 | 11.1111 | 0.87111
S39E143_RES_332 | West | -38.6602 | 143.4141 | 471 | 10 | 1 | 1090 | 2.2 | 0.2 | 6 | 10 | 0.87111
S39E143_RES_342 | West | -38.6575 | 143.4244 | 480 | 9 | 1 | 1339 | 2.7 | 0.3 | 5 | 11.1111 | 0.87111
S39E143_RES_372 | West | -38.65 | 143.6376 | 458 | 10 | 1 | 757 | 2.2 | 0.3 | 4 | 10 | 0.87111
S39E143_RES_401 | West | -38.6421 | 143.4844 | 449 | 9 | 1 | 1161 | 3 | 0.4 | 3 | 11.1111 | 0.87111
S39E143_RES_448 | West | -38.6371 | 143.534 | 490 | 10 | 1 | 1239 | 2.1 | 0.2 | 7 | 10 | 0.87111
S39E143_RES_462 | West | -38.6353 | 143.5471 | 508 | 10 | 1 | 1176 | 2.4 | 0.2 | 6 | 10 | 0.87111
S39E145_RES_3 | West | -38.3239 | 145.9711 | 410 | 9 | 1 | 1444 | 2.2 | 0.2 | 7 | 11.1111 | 0.87111
S39E146_RES_70 | Central | -38.502 | 146.488 | 369 | 10 | 1 | 555 | 1.3 | 0.2 | 9 | 10 | 0.87111
S39E146_RES_141 | Central | -38.4797 | 146.4436 | 399 | 13 | 1 | 382 | 1 | 0.1 | 11 | 7.6923 | 0.87111
S39E146_RES_159 | Central | -38.4746 | 146.5107 | 477 | 9 | 1 | 575 | 1.6 | 0.2 | 7 | 11.1111 | 0.87111
S39E146_RES_218 | Central | -38.4622 | 146.4628 | 510 | 12 | 1 | 646 | 1 | 0.1 | 17 | 8.3333 | 0.87111
S39E146_RES_258 | Central | -38.4536 | 146.5881 | 430 | 9 | 1 | 753 | 2 | 0.3 | 6 | 11.1111 | 0.87111
S39E146_RES_440 | Central | -38.4133 | 146.5786 | 560 | 9 | 1 | 555 | 1.4 | 0.2 | 8 | 11.1111 | 0.87111
S39E146_RES_451 | Central | -38.4127 | 146.6478 | 519 | 8 | 1 | 382 | 1.5 | 0.3 | 5 | 12.5 | 0.87111
S39E146_RES_456 | Central | -38.4118 | 146.4758 | 541 | 9 | 1 | 1186 | 2.1 | 0.2 | 7 | 11.1111 | 0.87111
S39E146_RES_503 | Central | -38.4078 | 146.647 | 591 | 9 | 1 | 1019 | 2.5 | 0.3 | 4 | 11.1111 | 0.87111
S39E146_RES_559 | Central | -38.4022 | 146.5791 | 618 | 9 | 1 | 619 | 1.6 | 0.2 | 6 | 11.1111 | 0.87111
S39E146_RES_561 | Central | -38.4022 | 146.6256 | 510 | 9 | 1 | 573 | 1.8 | 0.3 | 5 | 11.1111 | 0.87111
S39E146_RES_568 | Central | -38.4015 | 146.5776 | 662 | 11 | 1 | 1222 | 2.2 | 0.2 | 7 | 9.0909 | 0.87111
S39E146_RES_635 | Central | -38.3949 | 146.4882 | 558 | 9 | 1 | 600 | 1.4 | 0.2 | 8 | 11.1111 | 0.87111
S39E146_RES_659 | Central | -38.3931 | 146.6687 | 502 | 11 | 1 | 1122 | 2.4 | 0.3 | 5 | 9.0909 | 0.87111
S39E146_RES_704 | Central | -38.3889 | 146.48 | 530 | 10 | 1 | 537 | 2 | 0.4 | 4 | 10 | 0.87111
S39E146_RES_773 | Central | -38.3808 | 146.6588 | 488 | 9 | 1 | 335 | 0.9 | 0.1 | 12 | 11.1111 | 0.87111
S39E146_RES_790 | Central | -38.3776 | 146.609 | 532 | 9 | 1 | 1419 | 2.4 | 0.2 | 6 | 11.1111 | 0.87111
S39E146_RES_795 | Central | -38.3769 | 146.6967 | 470 | 11 | 1 | 1009 | 1.8 | 0.2 | 9 | 9.0909 | 0.87111
S39E146_RES_797 | Central | -38.3768 | 146.6854 | 547 | 9 | 1 | 802 | 1.4 | 0.1 | 10 | 11.1111 | 0.87111
S39E146_RES_837 | Central | -38.3728 | 146.4736 | 589 | 9 | 1 | 1051 | 2.4 | 0.3 | 5 | 11.1111 | 0.87111
S39E146_RES_1025 | Central | -38.2397 | 146.1992 | 359 | 10 | 1 | 1131 | 2.1 | 0.2 | 7 | 10 | 0.87111
S39E146_RES_1033 | Central | -38.2364 | 146.2012 | 391 | 12 | 1 | 2132 | 3.2 | 0.2 | 6 | 8.3333 | 0.87111

## East
VIC PHES sites (head > 300m)
Index |  | Latitude | Longitude | Elevation (m) | Water area (ha) | Reservoir volume (GL) | Dam length (m) | Dam area (ha) | Dam volume (GL) | Water-rock ratio | Average water depth (m) | Stored energy (GWh) | Energy storage calculations assume a 400m head to deliver a ballpark estimate. Actual head will be calculated once the lower reservoir is determined.
|  |  | Maximum | 1488 | 190 | 20 | 4326 | 12.4 | 2.2 | 95 | 36.3636 | 17.4222
SUMMARY STATS |  |  | Median | 834.5 | 13 | 2 | 1104 | 2.5 | 0.3 | 7.5 | 16.6667 | 1.7422
|  |  | Minimum | 369 | 8 | 1 | 217 | 0.4 | 0 | 2 | 4.5455 | 0.87111
Reservoir count |  |  | Sum |  | 14941 | 2462 | [5 empty] | 2144.6756
782
S37E148_RES_113 | East | -36.9894 | 148.27 | 940 | 114 | 20 | 2087 | 4.7 | 0.5 | 37 | 17.5439 | 17.4222
S38E148_RES_3484 | East | -37.2269 | 148.0856 | 740 | 125 | 20 | 1033 | 3.2 | 0.5 | 39 | 16 | 17.4222
S38E148_RES_3166 | East | -37.2494 | 148.1153 | 670 | 101 | 16 | 1485 | 4.1 | 0.6 | 29 | 15.8416 | 13.9378
S38E148_RES_3861 | East | -37.2056 | 148.2711 | 750 | 112 | 16 | 1695 | 6 | 1 | 15 | 14.2857 | 13.9378
S38E149_RES_1181 | East | -37.2171 | 149.1753 | 901 | 80 | 16 | 2574 | 7.1 | 1 | 17 | 20 | 13.9378
S38E148_RES_2798 | East | -37.2728 | 148.8247 | 950 | 84 | 15 | 1299 | 3.1 | 0.4 | 39 | 17.8571 | 13.0667
S38E148_RES_3143 | East | -37.2515 | 148.2962 | 721 | 79 | 15 | 2939 | 8.1 | 1.1 | 14 | 18.9873 | 13.0667
S38E148_RES_1899 | East | -37.3169 | 148.2994 | 650 | 80 | 14 | 2740 | 7.2 | 1 | 14 | 17.5 | 12.1956
S38E148_RES_2918 | East | -37.2664 | 148.2933 | 680 | 85 | 14 | 365 | 1.1 | 0.2 | 95 | 16.4706 | 12.1956
S38E148_RES_4540 | East | -37.1678 | 148.0008 | 1210 | 79 | 14 | 1906 | 5.1 | 0.7 | 21 | 17.7215 | 12.1956
S38E148_RES_6273 | East | -37.0399 | 148.2967 | 839 | 190 | 14 | 786 | 2 | 0.2 | 58 | 7.3684 | 12.1956
S38E148_RES_2021 | East | -37.3107 | 148.2057 | 589 | 84 | 13 | 712 | 2.2 | 0.3 | 37 | 15.4762 | 11.3244
S38E148_RES_3195 | East | -37.2472 | 148.0731 | 890 | 69 | 13 | 2147 | 4.9 | 0.6 | 23 | 18.8406 | 11.3244
S38E148_RES_4858 | East | -37.1469 | 148.0821 | 1051 | 79 | 13 | 1764 | 4.8 | 0.6 | 20 | 16.4557 | 11.3244
S38E148_RES_6066 | East | -37.0633 | 148.29 | 820 | 65 | 13 | 1994 | 3.9 | 0.4 | 34 | 20 | 11.3244
S38E148_RES_1493 | East | -37.3368 | 148.8553 | 1029 | 64 | 12 | 1231 | 3.5 | 0.5 | 24 | 18.75 | 10.4533
S38E148_RES_3032 | East | -37.2592 | 148.7586 | 779 | 85 | 12 | 724 | 1.9 | 0.2 | 48 | 14.1176 | 10.4533
S38E148_RES_6712 | East | -37.0056 | 148.2697 | 890 | 48 | 12 | 3257 | 10.3 | 1.6 | 8 | 25 | 10.4533
S38E149_RES_89 | East | -37.4437 | 149.1044 | 538 | 87 | 12 | 1521 | 3 | 0.3 | 39 | 13.7931 | 10.4533
S38E149_RES_738 | East | -37.2576 | 149.1951 | 549 | 97 | 12 | 1021 | 2.1 | 0.2 | 58 | 12.3711 | 10.4533
S38E149_RES_1431 | East | -37.1976 | 149.1724 | 829 | 104 | 12 | 3143 | 4.6 | 0.3 | 37 | 11.5385 | 10.4533
S38E148_RES_2039 | East | -37.3097 | 148.3153 | 680 | 73 | 11 | 1355 | 3.6 | 0.5 | 23 | 15.0685 | 9.5822
S38E148_RES_2652 | East | -37.281 | 148.1113 | 859 | 55 | 11 | 3960 | 9 | 1 | 11 | 20 | 9.5822
S38E148_RES_3360 | East | -37.2338 | 148.0944 | 701 | 52 | 11 | 2592 | 7.5 | 1.1 | 10 | 21.1538 | 9.5822
S38E148_RES_4245 | East | -37.1854 | 148.3118 | 729 | 50 | 11 | 4326 | 11.5 | 1.5 | 7 | 22 | 9.5822
S38E148_RES_4915 | East | -37.1414 | 148.2546 | 871 | 57 | 11 | 2902 | 5.6 | 0.5 | 20 | 19.2982 | 9.5822
S38E148_RES_5908 | East | -37.0847 | 148.2639 | 890 | 69 | 11 | 4277 | 8.7 | 0.9 | 12 | 15.942 | 9.5822
S38E149_RES_1077 | East | -37.2254 | 149.0311 | 929 | 46 | 11 | 1033 | 3.4 | 0.6 | 19 | 23.913 | 9.5822
S38E148_RES_11 | East | -37.5756 | 148.7239 | 470 | 57 | 10 | 1959 | 3.5 | 0.3 | 32 | 17.5439 | 8.7111
S38E148_RES_3260 | East | -37.2419 | 148.1003 | 700 | 38 | 10 | 2184 | 6.6 | 1 | 10 | 26.3158 | 8.7111
S38E148_RES_3682 | East | -37.2169 | 148.2964 | 780 | 44 | 9 | 2252 | 5.8 | 0.8 | 12 | 20.4545 | 7.84
S38E148_RES_5915 | East | -37.084 | 148.2706 | 889 | 32 | 9 | 3528 | 12.4 | 2.2 | 4 | 28.125 | 7.84
S38E148_RES_6015 | East | -37.0702 | 148.2968 | 779 | 74 | 9 | 861 | 1.9 | 0.2 | 40 | 12.1622 | 7.84
S38E148_RES_1455 | East | -37.3392 | 148.6332 | 649 | 53 | 8 | 396 | 1.1 | 0.1 | 55 | 15.0943 | 6.9689
S38E148_RES_2115 | East | -37.3064 | 148.8614 | 1010 | 48 | 8 | 1534 | 3 | 0.3 | 25 | 16.6667 | 6.9689
S38E148_RES_466 | East | -37.4318 | 148.7402 | 541 | 52 | 8 | 1169 | 2.6 | 0.3 | 29 | 15.3846 | 6.9689
S38E148_RES_899 | East | -37.3814 | 148.1172 | 520 | 42 | 8 | 624 | 2.1 | 0.4 | 22 | 19.0476 | 6.9689
S38E148_RES_2841 | East | -37.27 | 148.9236 | 989 | 58 | 8 | 1206 | 3 | 0.4 | 23 | 13.7931 | 6.9689
S38E148_RES_3007 | East | -37.2608 | 148.3014 | 730 | 35 | 8 | 3514 | 9.7 | 1.3 | 6 | 22.8571 | 6.9689
S38E148_RES_5197 | East | -37.1228 | 148.0758 | 1169 | 63 | 8 | 2463 | 5.2 | 0.5 | 14 | 12.6984 | 6.9689
S38E148_RES_5485 | East | -37.1067 | 148.2434 | 900 | 56 | 8 | 1263 | 2.2 | 0.2 | 39 | 14.2857 | 6.9689
S38E148_RES_5651 | East | -37.0997 | 148.2606 | 900 | 35 | 8 | 3460 | 9.5 | 1.3 | 6 | 22.8571 | 6.9689
S38E148_RES_1643 | East | -37.3299 | 148.1044 | 719 | 49 | 7 | 1837 | 2.9 | 0.2 | 30 | 14.2857 | 6.0978
S38E148_RES_2741 | East | -37.2756 | 148.2064 | 640 | 51 | 7 | 903 | 2.4 | 0.3 | 23 | 13.7255 | 6.0978
S38E148_RES_2886 | East | -37.2677 | 148.0867 | 809 | 72 | 7 | 1243 | 1.4 | 0.1 | 86 | 9.7222 | 6.0978
S38E148_RES_3156 | East | -37.2503 | 148.2989 | 730 | 33 | 7 | 2178 | 6.2 | 0.9 | 7 | 21.2121 | 6.0978
S38E148_RES_3566 | East | -37.2236 | 148.0406 | 950 | 34 | 7 | 674 | 2 | 0.3 | 23 | 20.5882 | 6.0978
S38E148_RES_3969 | East | -37.1996 | 148.1865 | 809 | 48 | 7 | 1170 | 3.6 | 0.5 | 13 | 14.5833 | 6.0978
S38E148_RES_5026 | East | -37.1323 | 148.089 | 1021 | 35 | 7 | 1207 | 3.5 | 0.5 | 13 | 20 | 6.0978
S38E148_RES_5714 | East | -37.0978 | 148.0606 | 1230 | 37 | 7 | 1337 | 2.3 | 0.2 | 37 | 18.9189 | 6.0978
S38E148_RES_5799 | East | -37.0949 | 148.2224 | 999 | 50 | 7 | 1814 | 2.8 | 0.2 | 31 | 14 | 6.0978
S38E148_RES_6557 | East | -37.0189 | 148.2989 | 910 | 38 | 7 | 2872 | 4.7 | 0.4 | 17 | 18.4211 | 6.0978
S38E148_RES_6678 | East | -37.0092 | 148.2158 | 1060 | 37 | 7 | 1015 | 3.6 | 0.6 | 11 | 18.9189 | 6.0978
S38E149_RES_435 | East | -37.3072 | 149.0295 | 721 | 35 | 7 | 489 | 1.5 | 0.2 | 32 | 20 | 6.0978
S38E149_RES_825 | East | -37.2472 | 149.2025 | 570 | 36 | 7 | 1033 | 3 | 0.4 | 16 | 19.4444 | 6.0978
S37E148_RES_2917 | East | -36.6221 | 148.0275 | 1249 | 54 | 6 | 917 | 2.6 | 0.4 | 17 | 11.1111 | 5.2267
S37E148_RES_3047 | East | -36.6184 | 148.0204 | 1291 | 23 | 6 | 2708 | 8.1 | 1.2 | 5 | 26.087 | 5.2267
S38E148_RES_1069 | East | -37.3675 | 148.2858 | 631 | 37 | 6 | 1385 | 3.5 | 0.5 | 12 | 16.2162 | 5.2267
S38E148_RES_17 | East | -37.5734 | 148.7108 | 501 | 34 | 6 | 1385 | 3 | 0.3 | 19 | 17.6471 | 5.2267
S38E148_RES_1851 | East | -37.3195 | 148.6483 | 771 | 36 | 6 | 2283 | 5.1 | 0.6 | 11 | 16.6667 | 5.2267
S38E148_RES_2003 | East | -37.3119 | 148.875 | 1030 | 37 | 6 | 1614 | 3.1 | 0.3 | 19 | 16.2162 | 5.2267
S38E148_RES_407 | East | -37.4374 | 148.1242 | 459 | 42 | 6 | 1187 | 1.8 | 0.1 | 40 | 14.2857 | 5.2267
S38E148_RES_795 | East | -37.3898 | 148.2518 | 619 | 33 | 6 | 933 | 3.5 | 0.6 | 9 | 18.1818 | 5.2267
S38E148_RES_83 | East | -37.5544 | 148.7119 | 610 | 32 | 6 | 804 | 2.5 | 0.4 | 16 | 18.75 | 5.2267
S38E148_RES_3626 | East | -37.2196 | 148.023 | 1058 | 44 | 6 | 1968 | 3.4 | 0.3 | 21 | 13.6364 | 5.2267
S38E148_RES_3863 | East | -37.2053 | 148.0611 | 800 | 39 | 6 | 959 | 2.2 | 0.2 | 24 | 15.3846 | 5.2267
S38E148_RES_4016 | East | -37.1978 | 148.1756 | 760 | 37 | 6 | 662 | 1.6 | 0.2 | 28 | 16.2162 | 5.2267
S38E148_RES_4125 | East | -37.1923 | 148.2943 | 751 | 38 | 6 | 2382 | 5 | 0.5 | 11 | 15.7895 | 5.2267
S38E148_RES_4301 | East | -37.1822 | 148.2658 | 810 | 33 | 6 | 1516 | 4.6 | 0.7 | 8 | 18.1818 | 5.2267
S38E148_RES_4419 | East | -37.1752 | 148.2691 | 809 | 38 | 6 | 2036 | 4.9 | 0.6 | 10 | 15.7895 | 5.2267
S38E148_RES_5652 | East | -37.0996 | 148.2141 | 999 | 33 | 6 | 1052 | 3.3 | 0.5 | 11 | 18.1818 | 5.2267
S38E148_RES_5695 | East | -37.0985 | 148.2513 | 909 | 38 | 6 | 3083 | 5.9 | 0.6 | 11 | 15.7895 | 5.2267
S38E148_RES_5874 | East | -37.0895 | 148.2506 | 929 | 22 | 6 | 2823 | 8.4 | 1.3 | 4 | 27.2727 | 5.2267
S38E148_RES_5843 | East | -37.0928 | 148.2686 | 900 | 19 | 6 | 2761 | 9.9 | 1.8 | 3 | 31.5789 | 5.2267
S38E148_RES_6095 | East | -37.06 | 148.2972 | 830 | 45 | 6 | 904 | 2.4 | 0.3 | 19 | 13.3333 | 5.2267
S38E148_RES_6471 | East | -37.0242 | 148.2258 | 1040 | 40 | 6 | 1864 | 3.6 | 0.3 | 17 | 15 | 5.2267
S38E148_RES_6437 | East | -37.0267 | 148.4628 | 540 | 41 | 6 | 1312 | 2.6 | 0.2 | 23 | 14.6341 | 5.2267
S38E148_RES_6562 | East | -37.0186 | 148.2215 | 1051 | 33 | 6 | 1901 | 5.6 | 0.8 | 7 | 18.1818 | 5.2267
S38E148_RES_6575 | East | -37.0176 | 148.276 | 889 | 34 | 6 | 2204 | 5.6 | 0.7 | 8 | 17.6471 | 5.2267
S38E148_RES_6592 | East | -37.0158 | 148.2856 | 880 | 30 | 6 | 2353 | 6.3 | 0.9 | 7 | 20 | 5.2267
S38E148_RES_6619 | East | -37.0136 | 148.5172 | 620 | 34 | 6 | 1238 | 3.3 | 0.5 | 13 | 17.6471 | 5.2267
S38E148_RES_6694 | East | -37.0068 | 148.2808 | 891 | 32 | 6 | 2390 | 6.7 | 0.9 | 7 | 18.75 | 5.2267
S38E149_RES_103 | East | -37.4425 | 149.1028 | 540 | 43 | 6 | 563 | 1.4 | 0.2 | 36 | 13.9535 | 5.2267
S38E149_RES_360 | East | -37.3254 | 149.0129 | 699 | 35 | 6 | 748 | 1.7 | 0.2 | 29 | 17.1429 | 5.2267
S38E149_RES_996 | East | -37.2325 | 149.0464 | 900 | 44 | 6 | 1306 | 2.7 | 0.3 | 20 | 13.6364 | 5.2267
S38E149_RES_1500 | East | -37.1931 | 149.0794 | 909 | 38 | 6 | 1368 | 2.7 | 0.3 | 22 | 15.7895 | 5.2267
S38E149_RES_1559 | East | -37.1872 | 149.078 | 919 | 38 | 6 | 1089 | 2.7 | 0.3 | 20 | 15.7895 | 5.2267
S38E149_RES_1634 | East | -37.1819 | 149.1303 | 940 | 42 | 6 | 953 | 2.4 | 0.3 | 22 | 14.2857 | 5.2267
S37E148_RES_69 | East | -36.9933 | 148.2635 | 921 | 22 | 5 | 3221 | 8.8 | 1.2 | 4 | 22.7273 | 4.3556
S37E148_RES_223 | East | -36.967 | 148.3718 | 521 | 37 | 5 | 700 | 2.3 | 0.4 | 15 | 13.5135 | 4.3556
S37E148_RES_3165 | East | -36.6141 | 148.0284 | 1289 | 45 | 5 | 1247 | 2.5 | 0.2 | 20 | 11.1111 | 4.3556
S38E148_RES_1095 | East | -37.3653 | 148.9439 | 730 | 23 | 5 | 613 | 1.9 | 0.3 | 15 | 21.7391 | 4.3556
S38E148_RES_1210 | East | -37.359 | 148.9529 | 689 | 24 | 5 | 458 | 1.3 | 0.2 | 23 | 20.8333 | 4.3556
S38E148_RES_1396 | East | -37.3444 | 148.3063 | 788 | 34 | 5 | 1478 | 3.3 | 0.4 | 14 | 14.7059 | 4.3556
S38E148_RES_1667 | East | -37.3281 | 148.8569 | 990 | 38 | 5 | 866 | 2.3 | 0.3 | 16 | 13.1579 | 4.3556
S38E148_RES_1719 | East | -37.3258 | 148.8658 | 940 | 29 | 5 | 798 | 1.2 | 0.1 | 55 | 17.2414 | 4.3556
S38E148_RES_1896 | East | -37.317 | 148.1902 | 611 | 29 | 5 | 1107 | 2.7 | 0.3 | 15 | 17.2414 | 4.3556
S38E148_RES_1819 | East | -37.3208 | 148.1098 | 711 | 52 | 5 | 1652 | 2.1 | 0.1 | 36 | 9.6154 | 4.3556
S38E148_RES_1845 | East | -37.3197 | 148.6665 | 571 | 29 | 5 | 551 | 1.5 | 0.2 | 23 | 17.2414 | 4.3556
S38E148_RES_1997 | East | -37.3124 | 148.6394 | 792 | 30 | 5 | 1385 | 2.6 | 0.2 | 18 | 16.6667 | 4.3556
S38E148_RES_802 | East | -37.3895 | 148.1203 | 471 | 31 | 5 | 890 | 2.3 | 0.3 | 15 | 16.129 | 4.3556
S38E148_RES_2236 | East | -37.3014 | 148.1056 | 690 | 28 | 5 | 786 | 2.2 | 0.3 | 17 | 17.8571 | 4.3556
S38E148_RES_2475 | East | -37.2913 | 148.2961 | 559 | 32 | 5 | 427 | 1.5 | 0.3 | 20 | 15.625 | 4.3556
S38E148_RES_2870 | East | -37.2683 | 148.2897 | 670 | 32 | 5 | 959 | 2.4 | 0.3 | 16 | 15.625 | 4.3556
S38E148_RES_3099 | East | -37.2544 | 148.7723 | 781 | 24 | 5 | 1701 | 5.5 | 0.9 | 5 | 20.8333 | 4.3556
S38E148_RES_3066 | East | -37.2568 | 148.2977 | 721 | 21 | 5 | 3229 | 8.5 | 1.1 | 4 | 23.8095 | 4.3556
S38E148_RES_3492 | East | -37.2267 | 148.2097 | 810 | 24 | 5 | 371 | 1.2 | 0.2 | 26 | 20.8333 | 4.3556
S38E148_RES_3912 | East | -37.2025 | 148.2899 | 778 | 45 | 5 | 3218 | 4.9 | 0.4 | 13 | 11.1111 | 4.3556
S38E148_RES_4001 | East | -37.1985 | 148.2765 | 798 | 16 | 5 | 2475 | 9 | 1.6 | 3 | 31.25 | 4.3556
S38E148_RES_4216 | East | -37.1872 | 148.2545 | 829 | 23 | 5 | 2686 | 6 | 0.7 | 8 | 21.7391 | 4.3556
S38E148_RES_4221 | East | -37.1869 | 148.1775 | 950 | 31 | 5 | 866 | 2.3 | 0.3 | 17 | 16.129 | 4.3556
S38E148_RES_4249 | East | -37.1853 | 148.2875 | 780 | 24 | 5 | 2277 | 7.1 | 1.1 | 5 | 20.8333 | 4.3556
S38E148_RES_4412 | East | -37.1753 | 148.0116 | 1161 | 22 | 5 | 1126 | 4 | 0.7 | 7 | 22.7273 | 4.3556
S38E148_RES_4292 | East | -37.1826 | 148.2973 | 748 | 31 | 5 | 3564 | 6.4 | 0.6 | 9 | 16.129 | 4.3556
S38E148_RES_4533 | East | -37.1687 | 148.075 | 1132 | 38 | 5 | 1597 | 3.3 | 0.3 | 15 | 13.1579 | 4.3556
S38E148_RES_4694 | East | -37.1597 | 148.2472 | 900 | 31 | 5 | 1881 | 3.8 | 0.4 | 13 | 16.129 | 4.3556
S38E148_RES_4917 | East | -37.1412 | 148.1021 | 1039 | 22 | 5 | 2395 | 6.8 | 1 | 5 | 22.7273 | 4.3556
S38E148_RES_4943 | East | -37.1382 | 148.095 | 1029 | 59 | 5 | 1857 | 3.5 | 0.3 | 17 | 8.4746 | 4.3556
S38E148_RES_4974 | East | -37.1358 | 148.254 | 871 | 29 | 5 | 2327 | 5.2 | 0.6 | 8 | 17.2414 | 4.3556
S38E148_RES_5181 | East | -37.1244 | 148.0994 | 970 | 36 | 5 | 836 | 2.4 | 0.3 | 14 | 13.8889 | 4.3556
S38E148_RES_5701 | East | -37.0983 | 148.2461 | 929 | 34 | 5 | 2340 | 5.3 | 0.6 | 9 | 14.7059 | 4.3556
S38E148_RES_5910 | East | -37.0847 | 148.2894 | 830 | 37 | 5 | 631 | 1.5 | 0.2 | 29 | 13.5135 | 4.3556
S38E148_RES_5977 | East | -37.0764 | 148.2728 | 870 | 27 | 5 | 2327 | 5 | 0.5 | 9 | 18.5185 | 4.3556
S38E148_RES_6104 | East | -37.0589 | 148.2311 | 980 | 31 | 5 | 2210 | 4.4 | 0.4 | 12 | 16.129 | 4.3556
S38E148_RES_6420 | East | -37.0279 | 148.2945 | 899 | 28 | 5 | 2062 | 5.2 | 0.7 | 8 | 17.8571 | 4.3556
S38E148_RES_6422 | East | -37.0278 | 148.2813 | 892 | 32 | 5 | 1963 | 3.9 | 0.4 | 12 | 15.625 | 4.3556
S38E148_RES_6510 | East | -37.0216 | 148.2944 | 901 | 22 | 5 | 2000 | 5.8 | 0.8 | 6 | 22.7273 | 4.3556
S38E148_RES_6637 | East | -37.0123 | 148.201 | 1168 | 32 | 5 | 681 | 2.2 | 0.4 | 13 | 15.625 | 4.3556
S38E148_RES_6655 | East | -37.0112 | 148.2699 | 889 | 32 | 5 | 2303 | 5.2 | 0.6 | 8 | 15.625 | 4.3556
S38E148_RES_6607 | East | -37.0142 | 148.2778 | 880 | 21 | 5 | 2421 | 7.2 | 1.1 | 5 | 23.8095 | 4.3556
S38E149_RES_376 | East | -37.3183 | 149.0044 | 739 | 29 | 5 | 656 | 1.8 | 0.2 | 19 | 17.2414 | 4.3556
S38E149_RES_746 | East | -37.2567 | 149.2021 | 551 | 20 | 5 | 1980 | 5.7 | 0.8 | 6 | 25 | 4.3556
S37E148_RES_1848 | East | -36.6748 | 148.0155 | 1381 | 17 | 4 | 843 | 2.8 | 0.5 | 8 | 23.5294 | 3.4844
S37E148_RES_2306 | East | -36.6512 | 148.0052 | 1238 | 22 | 4 | 1350 | 3.2 | 0.4 | 10 | 18.1818 | 3.4844
S37E148_RES_2358 | East | -36.6487 | 148.0139 | 1161 | 29 | 4 | 626 | 2 | 0.3 | 13 | 13.7931 | 3.4844
S37E148_RES_2757 | East | -36.6273 | 148.0138 | 1319 | 24 | 4 | 1950 | 3.8 | 0.4 | 12 | 16.6667 | 3.4844
S37E148_RES_4195 | East | -36.4413 | 148.0151 | 849 | 20 | 4 | 342 | 1.1 | 0.2 | 21 | 20 | 3.4844
S38E148_RES_1048 | East | -37.3694 | 148.95 | 660 | 20 | 4 | 656 | 1.9 | 0.3 | 13 | 20 | 3.4844
S38E148_RES_1483 | East | -37.3372 | 148.1065 | 692 | 21 | 4 | 1398 | 2.8 | 0.3 | 15 | 19.0476 | 3.4844
S38E148_RES_1583 | East | -37.3329 | 148.96 | 919 | 18 | 4 | 860 | 2.6 | 0.4 | 9 | 22.2222 | 3.4844
S38E148_RES_1551 | East | -37.3344 | 148.296 | 712 | 32 | 4 | 1763 | 2.9 | 0.2 | 19 | 12.5 | 3.4844
S38E148_RES_1847 | East | -37.3196 | 148.0974 | 760 | 12 | 4 | 1744 | 6.6 | 1.3 | 3 | 33.3333 | 3.4844
S38E148_RES_1857 | East | -37.3193 | 148.2997 | 669 | 17 | 4 | 1472 | 4.4 | 0.7 | 5 | 23.5294 | 3.4844
S38E148_RES_2022 | East | -37.3106 | 148.1064 | 710 | 21 | 4 | 1497 | 3.3 | 0.4 | 10 | 19.0476 | 3.4844
S38E148_RES_320 | East | -37.4547 | 148.1086 | 500 | 21 | 4 | 1540 | 4 | 0.5 | 7 | 19.0476 | 3.4844
S38E148_RES_487 | East | -37.4296 | 148.1152 | 569 | 33 | 4 | 878 | 2.1 | 0.2 | 17 | 12.1212 | 3.4844
S38E148_RES_928 | East | -37.3783 | 148.2894 | 690 | 29 | 4 | 1144 | 2.9 | 0.4 | 11 | 13.7931 | 3.4844
S38E148_RES_2657 | East | -37.2806 | 148.8191 | 988 | 22 | 4 | 1677 | 4.3 | 0.6 | 8 | 18.1818 | 3.4844
S38E148_RES_2825 | East | -37.2708 | 148.2089 | 660 | 24 | 4 | 396 | 1.1 | 0.2 | 22 | 16.6667 | 3.4844
S38E148_RES_2827 | East | -37.2708 | 148.8281 | 959 | 24 | 4 | 1776 | 4.6 | 0.6 | 7 | 16.6667 | 3.4844
S38E148_RES_3017 | East | -37.2603 | 148.0888 | 859 | 15 | 4 | 1281 | 4.5 | 0.8 | 4 | 26.6667 | 3.4844
S38E148_RES_3034 | East | -37.2591 | 148.8045 | 829 | 22 | 4 | 1429 | 4.4 | 0.7 | 6 | 18.1818 | 3.4844
S38E148_RES_3053 | East | -37.2578 | 148.3131 | 720 | 21 | 4 | 2846 | 7 | 0.9 | 5 | 19.0476 | 3.4844
S38E148_RES_3079 | East | -37.256 | 148.2918 | 723 | 13 | 4 | 2252 | 7.6 | 1.3 | 3 | 30.7692 | 3.4844
S38E148_RES_3205 | East | -37.2468 | 148.1028 | 699 | 29 | 4 | 2029 | 5.6 | 0.8 | 6 | 13.7931 | 3.4844
S38E148_RES_3125 | East | -37.2523 | 148.2993 | 731 | 11 | 4 | 2413 | 8.6 | 1.5 | 2 | 36.3636 | 3.4844
S38E148_RES_3346 | East | -37.2347 | 148.2758 | 790 | 18 | 4 | 1479 | 4.4 | 0.7 | 7 | 22.2222 | 3.4844
S38E148_RES_3522 | East | -37.2258 | 148.2826 | 829 | 21 | 4 | 2326 | 4.8 | 0.5 | 9 | 19.0476 | 3.4844
S38E148_RES_3528 | East | -37.2258 | 148.0086 | 1079 | 33 | 4 | 1039 | 1.7 | 0.1 | 28 | 12.1212 | 3.4844
S38E148_RES_3772 | East | -37.2125 | 148.2772 | 780 | 32 | 4 | 2104 | 3.2 | 0.2 | 16 | 12.5 | 3.4844
S38E148_RES_3868 | East | -37.2053 | 148.2894 | 780 | 29 | 4 | 2426 | 4 | 0.3 | 11 | 13.7931 | 3.4844
S38E148_RES_3920 | East | -37.2021 | 148.7669 | 961 | 15 | 4 | 2203 | 6.2 | 0.9 | 5 | 26.6667 | 3.4844
S38E148_RES_4012 | East | -37.1981 | 148.2769 | 800 | 13 | 4 | 2549 | 8.3 | 1.4 | 3 | 30.7692 | 3.4844
S38E148_RES_4080 | East | -37.1942 | 148.3178 | 730 | 14 | 4 | 2054 | 6.3 | 1 | 4 | 28.5714 | 3.4844
S38E148_RES_4209 | East | -37.1878 | 148.2719 | 790 | 11 | 4 | 2024 | 7 | 1.2 | 3 | 36.3636 | 3.4844
S38E148_RES_4395 | East | -37.1767 | 148.0707 | 1071 | 28 | 4 | 1473 | 2.8 | 0.3 | 15 | 14.2857 | 3.4844
S38E148_RES_4448 | East | -37.1742 | 148.0442 | 1080 | 50 | 4 | 947 | 1.5 | 0.1 | 34 | 8 | 3.4844
S38E148_RES_4485 | East | -37.1725 | 148.2481 | 850 | 35 | 4 | 2123 | 3.3 | 0.3 | 15 | 11.4286 | 3.4844
S38E148_RES_4616 | East | -37.1632 | 148.206 | 1029 | 23 | 4 | 798 | 2.4 | 0.4 | 10 | 17.3913 | 3.4844
S38E148_RES_5029 | East | -37.1322 | 148.0963 | 979 | 29 | 4 | 1609 | 3.5 | 0.4 | 9 | 13.7931 | 3.4844
S38E148_RES_5196 | East | -37.1229 | 148.0501 | 1301 | 12 | 4 | 1516 | 6 | 1.2 | 3 | 33.3333 | 3.4844
S38E148_RES_5251 | East | -37.119 | 148.0691 | 1189 | 28 | 4 | 1702 | 2.4 | 0.2 | 21 | 14.2857 | 3.4844
S38E148_RES_5559 | East | -37.1038 | 148.2694 | 859 | 37 | 4 | 2303 | 3.1 | 0.2 | 17 | 10.8108 | 3.4844
S38E148_RES_5682 | East | -37.0989 | 148.2767 | 851 | 39 | 4 | 2216 | 2.7 | 0.2 | 24 | 10.2564 | 3.4844
S38E148_RES_5867 | East | -37.0903 | 148.2405 | 959 | 12 | 4 | 2043 | 7 | 1.2 | 3 | 33.3333 | 3.4844
S38E148_RES_5826 | East | -37.0936 | 148.5625 | 660 | 24 | 4 | 1875 | 3.6 | 0.3 | 11 | 16.6667 | 3.4844
S38E148_RES_5923 | East | -37.0829 | 148.2682 | 891 | 13 | 4 | 2117 | 7.9 | 1.5 | 3 | 30.7692 | 3.4844
S38E148_RES_5939 | East | -37.0814 | 148.2261 | 1000 | 43 | 4 | 1535 | 3.2 | 0.3 | 13 | 9.3023 | 3.4844
S38E148_RES_5922 | East | -37.0831 | 148.2717 | 890 | 12 | 4 | 1919 | 7.1 | 1.3 | 3 | 33.3333 | 3.4844
S38E148_RES_5880 | East | -37.0889 | 148.2496 | 931 | 17 | 4 | 1857 | 5 | 0.7 | 6 | 23.5294 | 3.4844
S38E148_RES_6074 | East | -37.0625 | 148.299 | 829 | 19 | 4 | 2315 | 6 | 0.8 | 5 | 21.0526 | 3.4844
S38E148_RES_6170 | East | -37.0528 | 148.2303 | 970 | 25 | 4 | 959 | 3 | 0.5 | 9 | 16 | 3.4844
S38E148_RES_6278 | East | -37.0392 | 148.2779 | 921 | 28 | 4 | 1826 | 3.7 | 0.4 | 11 | 14.2857 | 3.4844
S38E148_RES_6676 | East | -37.0092 | 148.2838 | 889 | 15 | 4 | 1696 | 5.9 | 1 | 4 | 26.6667 | 3.4844
S38E148_RES_6728 | East | -37.0035 | 148.2737 | 889 | 15 | 4 | 1957 | 6.8 | 1.2 | 4 | 26.6667 | 3.4844
S38E148_RES_6682 | East | -37.0083 | 148.2694 | 890 | 20 | 4 | 1981 | 5.4 | 0.7 | 6 | 20 | 3.4844
S38E149_RES_34 | East | -37.4536 | 149.0947 | 530 | 27 | 4 | 804 | 1.5 | 0.1 | 26 | 14.8148 | 3.4844
S38E149_RES_106 | East | -37.4421 | 149.1158 | 630 | 27 | 4 | 1181 | 2.7 | 0.3 | 13 | 14.8148 | 3.4844
S38E149_RES_983 | East | -37.2335 | 149.2069 | 679 | 28 | 4 | 495 | 1.5 | 0.2 | 20 | 14.2857 | 3.4844
S38E149_RES_1053 | East | -37.2292 | 149.0508 | 940 | 12 | 4 | 1869 | 5.6 | 0.8 | 4 | 33.3333 | 3.4844
S38E149_RES_1065 | East | -37.2269 | 149.0675 | 1031 | 17 | 4 | 2314 | 6.3 | 0.8 | 5 | 23.5294 | 3.4844
S38E149_RES_1170 | East | -37.2189 | 149.2028 | 870 | 32 | 4 | 1745 | 3.5 | 0.4 | 12 | 12.5 | 3.4844
S38E149_RES_1592 | East | -37.1847 | 149.0625 | 950 | 17 | 4 | 1714 | 5.3 | 0.8 | 5 | 23.5294 | 3.4844
S38E149_RES_1603 | East | -37.184 | 149.1507 | 869 | 26 | 4 | 947 | 2.1 | 0.2 | 18 | 15.3846 | 3.4844
S38E149_RES_1610 | East | -37.1833 | 149.0803 | 921 | 26 | 4 | 2116 | 5 | 0.6 | 7 | 15.3846 | 3.4844
S38E149_RES_1656 | East | -37.1803 | 149.0642 | 940 | 25 | 4 | 1795 | 3.4 | 0.3 | 13 | 16 | 3.4844
S38E149_RES_1705 | East | -37.1739 | 149.1144 | 849 | 33 | 4 | 2692 | 4.1 | 0.3 | 11 | 12.1212 | 3.4844
S38E149_RES_1751 | East | -37.1671 | 149.0819 | 879 | 24 | 4 | 1677 | 4.7 | 0.6 | 7 | 16.6667 | 3.4844
S37E148_RES_22 | East | -36.998 | 148.2842 | 939 | 21 | 3 | 1938 | 3 | 0.2 | 11 | 14.2857 | 2.6133
S37E148_RES_32 | East | -36.9964 | 148.2631 | 910 | 12 | 3 | 2267 | 7.2 | 1.1 | 3 | 25 | 2.6133
S37E148_RES_134 | East | -36.9838 | 148.2623 | 948 | 21 | 3 | 582 | 1.8 | 0.3 | 11 | 14.2857 | 2.6133
S37E148_RES_155 | East | -36.9797 | 148.2676 | 989 | 13 | 3 | 1820 | 5.8 | 0.9 | 4 | 23.0769 | 2.6133
S37E148_RES_222 | East | -36.9675 | 148.3758 | 510 | 23 | 3 | 830 | 2.2 | 0.3 | 11 | 13.0435 | 2.6133
S37E148_RES_1658 | East | -36.6888 | 148.0017 | 1239 | 18 | 3 | 619 | 1.7 | 0.2 | 12 | 16.6667 | 2.6133
S37E148_RES_1728 | East | -36.6822 | 148.0083 | 1290 | 15 | 3 | 650 | 1.8 | 0.2 | 11 | 20 | 2.6133
S37E148_RES_2549 | East | -36.6364 | 148.0307 | 1229 | 17 | 3 | 837 | 1.8 | 0.2 | 15 | 17.6471 | 2.6133
S37E148_RES_2710 | East | -36.6292 | 148.0251 | 1251 | 18 | 3 | 799 | 2.1 | 0.3 | 9 | 16.6667 | 2.6133
S38E148_RES_1009 | East | -37.3719 | 148.9352 | 818 | 16 | 3 | 736 | 1.9 | 0.2 | 12 | 18.75 | 2.6133
S38E148_RES_1160 | East | -37.3619 | 148.9753 | 720 | 14 | 3 | 544 | 1.6 | 0.2 | 11 | 21.4286 | 2.6133
S38E148_RES_1173 | East | -37.3616 | 148.5756 | 609 | 19 | 3 | 1577 | 3.3 | 0.4 | 9 | 15.7895 | 2.6133
S38E148_RES_1456 | East | -37.3392 | 148.6457 | 679 | 9 | 3 | 1917 | 5.9 | 0.9 | 3 | 33.3333 | 2.6133
S38E148_RES_1567 | East | -37.3338 | 148.111 | 668 | 19 | 3 | 482 | 1.4 | 0.2 | 15 | 15.7895 | 2.6133
S38E148_RES_1503 | East | -37.3364 | 148.2908 | 660 | 17 | 3 | 810 | 2.3 | 0.3 | 10 | 17.6471 | 2.6133
S38E148_RES_1554 | East | -37.3344 | 148.6497 | 680 | 14 | 3 | 2066 | 5.4 | 0.7 | 5 | 21.4286 | 2.6133
S38E148_RES_1622 | East | -37.3308 | 148.6497 | 700 | 15 | 3 | 885 | 2.9 | 0.5 | 7 | 20 | 2.6133
S38E148_RES_1776 | East | -37.3226 | 148.6404 | 742 | 17 | 3 | 1392 | 3.6 | 0.5 | 7 | 17.6471 | 2.6133
S38E148_RES_1761 | East | -37.3236 | 148.6422 | 720 | 22 | 3 | 575 | 1.3 | 0.1 | 21 | 13.6364 | 2.6133
S38E148_RES_1963 | East | -37.3136 | 148.8841 | 969 | 20 | 3 | 823 | 2 | 0.2 | 13 | 15 | 2.6133
S38E148_RES_1900 | East | -37.3169 | 148.6711 | 530 | 14 | 3 | 909 | 2.2 | 0.3 | 10 | 21.4286 | 2.6133
S38E148_RES_1915 | East | -37.3156 | 148.3181 | 719 | 13 | 3 | 1305 | 4.3 | 0.7 | 4 | 23.0769 | 2.6133
S38E148_RES_193 | East | -37.5208 | 148.7531 | 650 | 15 | 3 | 698 | 2.5 | 0.5 | 7 | 20 | 2.6133
S38E148_RES_2 | East | -37.5795 | 148.7316 | 469 | 17 | 3 | 1557 | 1.8 | 0.1 | 27 | 17.6471 | 2.6133
S38E148_RES_2140 | East | -37.3056 | 148.8719 | 1071 | 12 | 3 | 1961 | 5.2 | 0.7 | 4 | 25 | 2.6133
S38E148_RES_2141 | East | -37.3053 | 148.1086 | 669 | 20 | 3 | 1132 | 2.3 | 0.2 | 11 | 15 | 2.6133
S38E148_RES_432 | East | -37.4349 | 148.1108 | 519 | 17 | 3 | 569 | 1.4 | 0.2 | 15 | 17.6471 | 2.6133
S38E148_RES_370 | East | -37.4449 | 148.1273 | 419 | 21 | 3 | 736 | 1.8 | 0.2 | 11 | 14.2857 | 2.6133
S38E148_RES_727 | East | -37.3953 | 148.7367 | 590 | 15 | 3 | 458 | 1.4 | 0.2 | 11 | 20 | 2.6133
S38E148_RES_817 | East | -37.3872 | 148.8449 | 661 | 22 | 3 | 711 | 2.1 | 0.3 | 11 | 13.6364 | 2.6133
S38E148_RES_535 | East | -37.4208 | 148.1147 | 610 | 11 | 3 | 2165 | 6.6 | 1 | 3 | 27.2727 | 2.6133
S38E148_RES_845 | East | -37.3858 | 148.2553 | 630 | 19 | 3 | 1237 | 3 | 0.4 | 9 | 15.7895 | 2.6133
S38E148_RES_859 | East | -37.3855 | 148.9481 | 829 | 11 | 3 | 1633 | 4.1 | 0.5 | 5 | 27.2727 | 2.6133
S38E148_RES_828 | East | -37.3864 | 148.9389 | 710 | 17 | 3 | 569 | 1.3 | 0.2 | 17 | 17.6471 | 2.6133
S38E148_RES_2254 | East | -37.3009 | 148.8818 | 1049 | 16 | 3 | 1713 | 3.5 | 0.4 | 7 | 18.75 | 2.6133
S38E148_RES_2299 | East | -37.2992 | 148.2633 | 650 | 25 | 3 | 582 | 1.5 | 0.2 | 16 | 12 | 2.6133
S38E148_RES_2537 | East | -37.2871 | 148.1027 | 852 | 18 | 3 | 1974 | 4.2 | 0.5 | 7 | 16.6667 | 2.6133
S38E148_RES_2578 | East | -37.285 | 148.2503 | 700 | 15 | 3 | 730 | 1.8 | 0.2 | 12 | 20 | 2.6133
S38E148_RES_2755 | East | -37.2748 | 148.0056 | 881 | 13 | 3 | 476 | 1.6 | 0.3 | 11 | 23.0769 | 2.6133
S38E148_RES_2800 | East | -37.2727 | 148.809 | 948 | 16 | 3 | 2326 | 3.9 | 0.3 | 8 | 18.75 | 2.6133
S38E148_RES_2808 | East | -37.2722 | 148.8263 | 961 | 9 | 3 | 1670 | 5.3 | 0.8 | 4 | 33.3333 | 2.6133
S38E148_RES_2888 | East | -37.2677 | 148.197 | 689 | 17 | 3 | 940 | 2.1 | 0.2 | 12 | 17.6471 | 2.6133
S38E148_RES_2899 | East | -37.2674 | 148.1944 | 688 | 26 | 3 | 1108 | 2.5 | 0.3 | 12 | 11.5385 | 2.6133
S38E148_RES_3023 | East | -37.2599 | 148.0769 | 858 | 11 | 3 | 1658 | 4.7 | 0.7 | 4 | 27.2727 | 2.6133
S38E148_RES_3026 | East | -37.2597 | 148.7667 | 840 | 15 | 3 | 1912 | 4.9 | 0.6 | 5 | 20 | 2.6133
S38E148_RES_2955 | East | -37.264 | 148.9154 | 1072 | 17 | 3 | 1683 | 3.8 | 0.4 | 8 | 17.6471 | 2.6133
S38E148_RES_3082 | East | -37.2558 | 148.7937 | 818 | 17 | 3 | 495 | 1.5 | 0.2 | 11 | 17.6471 | 2.6133
S38E148_RES_3130 | East | -37.2522 | 148.3158 | 710 | 27 | 3 | 2710 | 5.2 | 0.5 | 6 | 11.1111 | 2.6133
S38E148_RES_3271 | East | -37.2414 | 148.2917 | 800 | 14 | 3 | 2221 | 5.9 | 0.8 | 4 | 21.4286 | 2.6133
S38E148_RES_3336 | East | -37.2353 | 148.2945 | 791 | 18 | 3 | 1769 | 3.5 | 0.4 | 9 | 16.6667 | 2.6133
S38E148_RES_3353 | East | -37.2342 | 148.0278 | 1030 | 14 | 3 | 1367 | 3.9 | 0.6 | 5 | 21.4286 | 2.6133
S38E148_RES_3210 | East | -37.2463 | 148.0981 | 712 | 17 | 3 | 1262 | 3.1 | 0.4 | 8 | 17.6471 | 2.6133
S38E148_RES_3438 | East | -37.2294 | 148.2769 | 780 | 24 | 3 | 1547 | 2.8 | 0.3 | 13 | 12.5 | 2.6133
S38E148_RES_3457 | East | -37.2283 | 148.1956 | 870 | 17 | 3 | 978 | 2 | 0.2 | 13 | 17.6471 | 2.6133
S38E148_RES_3398 | East | -37.2318 | 148.0473 | 882 | 14 | 3 | 476 | 1.5 | 0.2 | 12 | 21.4286 | 2.6133
S38E148_RES_3639 | East | -37.2189 | 148.2875 | 820 | 25 | 3 | 1349 | 2.4 | 0.2 | 15 | 12 | 2.6133
S38E148_RES_3751 | East | -37.2136 | 148.0311 | 1019 | 23 | 3 | 1126 | 1.9 | 0.2 | 19 | 13.0435 | 2.6133
S38E148_RES_3781 | East | -37.2117 | 148.2056 | 900 | 17 | 3 | 1194 | 3.6 | 0.5 | 6 | 17.6471 | 2.6133
S38E148_RES_3808 | East | -37.2097 | 148.7158 | 780 | 13 | 3 | 1318 | 4.5 | 0.8 | 4 | 23.0769 | 2.6133
S38E148_RES_3819 | East | -37.2086 | 148.0549 | 909 | 14 | 3 | 1522 | 4.5 | 0.7 | 5 | 21.4286 | 2.6133
S38E148_RES_3960 | East | -37.2001 | 148.3057 | 671 | 29 | 3 | 1101 | 1.7 | 0.1 | 23 | 10.3448 | 2.6133
S38E148_RES_3982 | East | -37.1991 | 148.3065 | 688 | 21 | 3 | 1634 | 4 | 0.5 | 6 | 14.2857 | 2.6133
S38E148_RES_4157 | East | -37.1908 | 148.2571 | 829 | 17 | 3 | 1937 | 3.7 | 0.3 | 8 | 17.6471 | 2.6133
S38E148_RES_4378 | East | -37.1781 | 148.2711 | 800 | 11 | 3 | 1943 | 5.8 | 0.9 | 3 | 27.2727 | 2.6133
S38E148_RES_4291 | East | -37.1827 | 148.2807 | 801 | 9 | 3 | 1590 | 6.8 | 1.5 | 2 | 33.3333 | 2.6133
S38E148_RES_4585 | East | -37.1653 | 148.0886 | 1040 | 20 | 3 | 972 | 2.6 | 0.3 | 9 | 15 | 2.6133
S38E148_RES_4551 | East | -37.1669 | 148.016 | 1178 | 23 | 3 | 1139 | 2.2 | 0.2 | 12 | 13.0435 | 2.6133
S38E148_RES_4702 | East | -37.1592 | 148.0639 | 1180 | 15 | 3 | 1343 | 3.5 | 0.5 | 6 | 20 | 2.6133
S38E148_RES_4720 | East | -37.1581 | 148.0156 | 1260 | 16 | 3 | 1869 | 3.2 | 0.3 | 9 | 18.75 | 2.6133
S38E148_RES_4723 | East | -37.1579 | 148.2396 | 929 | 9 | 3 | 1368 | 4.9 | 0.9 | 3 | 33.3333 | 2.6133
S38E148_RES_4650 | East | -37.1615 | 148.0539 | 1098 | 23 | 3 | 1034 | 2.2 | 0.2 | 14 | 13.0435 | 2.6133
S38E148_RES_4634 | East | -37.1625 | 148.0799 | 1152 | 12 | 3 | 1658 | 5 | 0.7 | 4 | 25 | 2.6133
S38E148_RES_4790 | East | -37.1528 | 148.0094 | 1251 | 14 | 3 | 1393 | 4 | 0.6 | 4 | 21.4286 | 2.6133
S38E148_RES_4824 | East | -37.1504 | 148.2591 | 868 | 17 | 3 | 1987 | 3.9 | 0.4 | 7 | 17.6471 | 2.6133
S38E148_RES_4830 | East | -37.1501 | 148.081 | 1030 | 19 | 3 | 1040 | 2.4 | 0.3 | 11 | 15.7895 | 2.6133
S38E148_RES_4835 | East | -37.1496 | 148.2669 | 781 | 16 | 3 | 1058 | 2.8 | 0.4 | 7 | 18.75 | 2.6133
S38E148_RES_4866 | East | -37.1458 | 148.2075 | 1111 | 18 | 3 | 953 | 2.4 | 0.3 | 11 | 16.6667 | 2.6133
S38E148_RES_4913 | East | -37.1416 | 148.2439 | 891 | 13 | 3 | 1368 | 4.8 | 0.9 | 3 | 23.0769 | 2.6133
S38E148_RES_4944 | East | -37.1381 | 148.2122 | 999 | 18 | 3 | 638 | 1.6 | 0.2 | 14 | 16.6667 | 2.6133
S38E148_RES_4910 | East | -37.1417 | 148.105 | 1040 | 11 | 3 | 1349 | 4.7 | 0.8 | 4 | 27.2727 | 2.6133
S38E148_RES_5117 | East | -37.1286 | 148.0967 | 1000 | 16 | 3 | 1913 | 5 | 0.7 | 5 | 18.75 | 2.6133
S38E148_RES_5236 | East | -37.1198 | 148.0388 | 1369 | 9 | 3 | 1622 | 5.1 | 0.8 | 3 | 33.3333 | 2.6133
S38E148_RES_5274 | East | -37.1169 | 148.1143 | 951 | 19 | 3 | 1120 | 2.2 | 0.2 | 15 | 15.7895 | 2.6133
S38E148_RES_5279 | East | -37.1165 | 148.1204 | 890 | 16 | 3 | 446 | 1.3 | 0.2 | 15 | 18.75 | 2.6133
S38E148_RES_5301 | East | -37.1148 | 148.0863 | 1029 | 19 | 3 | 724 | 1.5 | 0.2 | 21 | 15.7895 | 2.6133
S38E148_RES_5418 | East | -37.1086 | 148.2792 | 790 | 21 | 3 | 1374 | 2.1 | 0.2 | 16 | 14.2857 | 2.6133
S38E148_RES_5422 | East | -37.1085 | 148.0557 | 1279 | 15 | 3 | 2079 | 6.1 | 0.9 | 4 | 20 | 2.6133
S38E148_RES_5495 | East | -37.1064 | 148.0753 | 1140 | 15 | 3 | 829 | 2.5 | 0.4 | 7 | 20 | 2.6133
S38E148_RES_5503 | East | -37.1061 | 148.2536 | 890 | 12 | 3 | 2661 | 8.5 | 1.4 | 2 | 25 | 2.6133
S38E148_RES_5581 | East | -37.1025 | 148.0084 | 1429 | 19 | 3 | 693 | 1.4 | 0.1 | 23 | 15.7895 | 2.6133
S38E148_RES_5689 | East | -37.0986 | 148.2178 | 990 | 17 | 3 | 1374 | 4 | 0.6 | 5 | 17.6471 | 2.6133
S38E148_RES_5742 | East | -37.0972 | 148.2547 | 920 | 9 | 3 | 1782 | 6.9 | 1.3 | 2 | 33.3333 | 2.6133
S38E148_RES_5837 | East | -37.0931 | 148.2172 | 1031 | 11 | 3 | 1313 | 5.5 | 1.1 | 3 | 27.2727 | 2.6133
S38E148_RES_5900 | East | -37.0867 | 148.5213 | 561 | 17 | 3 | 743 | 2.3 | 0.4 | 8 | 17.6471 | 2.6133
S38E148_RES_6024 | East | -37.0689 | 148.2242 | 980 | 21 | 3 | 644 | 1.7 | 0.2 | 15 | 14.2857 | 2.6133
S38E148_RES_6078 | East | -37.0622 | 148.4431 | 480 | 20 | 3 | 328 | 0.9 | 0.1 | 19 | 15 | 2.6133
S38E148_RES_6092 | East | -37.0603 | 148.2982 | 831 | 12 | 3 | 1461 | 3.8 | 0.5 | 6 | 25 | 2.6133
S38E148_RES_6056 | East | -37.0653 | 148.2992 | 830 | 12 | 3 | 1987 | 4.8 | 0.6 | 4 | 25 | 2.6133
S38E148_RES_6176 | East | -37.0514 | 148.3061 | 840 | 20 | 3 | 2377 | 5 | 0.5 | 7 | 15 | 2.6133
S38E148_RES_6177 | East | -37.0512 | 148.2955 | 881 | 9 | 3 | 1622 | 5.2 | 0.8 | 3 | 33.3333 | 2.6133
S38E148_RES_6305 | East | -37.0363 | 148.2867 | 881 | 18 | 3 | 1313 | 3.3 | 0.4 | 7 | 16.6667 | 2.6133
S38E148_RES_6353 | East | -37.0333 | 148.2264 | 1020 | 16 | 3 | 755 | 2.2 | 0.3 | 8 | 18.75 | 2.6133
S38E148_RES_6442 | East | -37.0265 | 148.2728 | 939 | 17 | 3 | 2155 | 5.2 | 0.6 | 5 | 17.6471 | 2.6133
S38E148_RES_6571 | East | -37.0181 | 148.2789 | 880 | 12 | 3 | 1461 | 5 | 0.8 | 4 | 25 | 2.6133
S38E148_RES_6597 | East | -37.015 | 148.2964 | 920 | 14 | 3 | 2006 | 4.8 | 0.6 | 5 | 21.4286 | 2.6133
S38E148_RES_6613 | East | -37.0139 | 148.2839 | 880 | 9 | 3 | 1852 | 6.2 | 1 | 3 | 33.3333 | 2.6133
S38E149_RES_455 | East | -37.3042 | 149.1051 | 681 | 18 | 3 | 1052 | 2.4 | 0.3 | 10 | 16.6667 | 2.6133
S38E149_RES_502 | East | -37.2969 | 149.1806 | 590 | 17 | 3 | 1652 | 3.3 | 0.3 | 10 | 17.6471 | 2.6133
S38E149_RES_536 | East | -37.2881 | 149.1869 | 540 | 17 | 3 | 1138 | 2.9 | 0.4 | 7 | 17.6471 | 2.6133
S38E149_RES_566 | East | -37.284 | 149.1853 | 542 | 14 | 3 | 1256 | 3.3 | 0.4 | 6 | 21.4286 | 2.6133
S38E149_RES_594 | East | -37.2794 | 149.0167 | 1001 | 14 | 3 | 1002 | 3.3 | 0.5 | 5 | 21.4286 | 2.6133
S38E149_RES_602 | East | -37.2783 | 149.0172 | 1000 | 17 | 3 | 1250 | 4 | 0.7 | 5 | 17.6471 | 2.6133
S38E149_RES_623 | East | -37.2753 | 149.0295 | 879 | 15 | 3 | 1577 | 3.5 | 0.4 | 8 | 20 | 2.6133
S38E149_RES_661 | East | -37.2692 | 149.0314 | 800 | 19 | 3 | 742 | 2 | 0.3 | 11 | 15.7895 | 2.6133
S38E149_RES_744 | East | -37.257 | 149.2024 | 549 | 11 | 3 | 1503 | 5 | 0.8 | 3 | 27.2727 | 2.6133
S38E149_RES_749 | East | -37.2561 | 149.0958 | 680 | 20 | 3 | 501 | 1.5 | 0.2 | 14 | 15 | 2.6133
S38E149_RES_787 | East | -37.2517 | 149.0824 | 759 | 17 | 3 | 359 | 1 | 0.2 | 20 | 17.6471 | 2.6133
S38E149_RES_870 | East | -37.2425 | 149.1887 | 652 | 18 | 3 | 866 | 2.6 | 0.4 | 8 | 16.6667 | 2.6133
S38E149_RES_1076 | East | -37.2256 | 149.2242 | 590 | 21 | 3 | 804 | 1.8 | 0.2 | 17 | 14.2857 | 2.6133
S38E149_RES_1086 | East | -37.2247 | 149.0867 | 770 | 15 | 3 | 427 | 1.5 | 0.3 | 10 | 20 | 2.6133
S38E149_RES_1207 | East | -37.2151 | 149.0763 | 909 | 20 | 3 | 848 | 2.1 | 0.3 | 10 | 15 | 2.6133
S38E149_RES_1282 | East | -37.2092 | 149.0729 | 941 | 15 | 3 | 1312 | 3.4 | 0.5 | 6 | 20 | 2.6133
S38E149_RES_1385 | East | -37.2006 | 149.0586 | 920 | 13 | 3 | 1145 | 3.1 | 0.4 | 6 | 23.0769 | 2.6133
S38E149_RES_1407 | East | -37.1989 | 149.0833 | 860 | 35 | 3 | 990 | 1.4 | 0.1 | 29 | 8.5714 | 2.6133
S38E149_RES_1442 | East | -37.1967 | 149.06 | 940 | 15 | 3 | 1535 | 3.7 | 0.5 | 6 | 20 | 2.6133
S38E149_RES_1677 | East | -37.1786 | 149.081 | 899 | 20 | 3 | 817 | 2 | 0.2 | 14 | 15 | 2.6133
S38E149_RES_1727 | East | -37.1706 | 149.1132 | 849 | 15 | 3 | 1980 | 4.4 | 0.5 | 6 | 20 | 2.6133
S38E149_RES_1754 | East | -37.1667 | 149.075 | 910 | 19 | 3 | 1473 | 4.7 | 0.7 | 5 | 15.7895 | 2.6133
S37E148_RES_2 | East | -36.9997 | 148.2694 | 910 | 14 | 2 | 1969 | 4.1 | 0.4 | 5 | 14.2857 | 1.7422
S37E148_RES_5 | East | -36.9994 | 148.2861 | 940 | 10 | 2 | 1090 | 2.8 | 0.4 | 5 | 20 | 1.7422
S37E148_RES_8 | East | -36.9991 | 148.2759 | 919 | 10 | 2 | 1467 | 4.7 | 0.8 | 3 | 20 | 1.7422
S37E148_RES_9 | East | -36.9991 | 148.4927 | 719 | 10 | 2 | 229 | 0.8 | 0.1 | 12 | 20 | 1.7422
S37E148_RES_25 | East | -36.9972 | 148.3308 | 540 | 12 | 2 | 923 | 2.7 | 0.4 | 5 | 16.6667 | 1.7422
S37E148_RES_30 | East | -36.9966 | 148.2759 | 939 | 16 | 2 | 1969 | 4 | 0.4 | 5 | 12.5 | 1.7422
S37E148_RES_37 | East | -36.9962 | 148.1994 | 1159 | 13 | 2 | 1480 | 3.1 | 0.3 | 6 | 15.3846 | 1.7422
S37E148_RES_87 | East | -36.9917 | 148.2022 | 1080 | 12 | 2 | 371 | 1.2 | 0.2 | 10 | 16.6667 | 1.7422
S37E148_RES_105 | East | -36.9906 | 148.196 | 1121 | 12 | 2 | 947 | 2.4 | 0.3 | 7 | 16.6667 | 1.7422
S37E148_RES_125 | East | -36.9858 | 148.2866 | 981 | 12 | 2 | 1251 | 2.8 | 0.3 | 6 | 16.6667 | 1.7422
S37E148_RES_159 | East | -36.9792 | 148.2811 | 1021 | 9 | 2 | 669 | 1.9 | 0.3 | 6 | 22.2222 | 1.7422
S37E148_RES_196 | East | -36.9706 | 148.4886 | 769 | 10 | 2 | 408 | 1.2 | 0.2 | 9 | 20 | 1.7422
S37E148_RES_203 | East | -36.9703 | 148.4981 | 710 | 9 | 2 | 867 | 2.1 | 0.3 | 6 | 22.2222 | 1.7422
S37E148_RES_251 | East | -36.9594 | 148.3657 | 569 | 9 | 2 | 774 | 2.4 | 0.4 | 5 | 22.2222 | 1.7422
S37E148_RES_256 | East | -36.9589 | 148.5058 | 830 | 9 | 2 | 415 | 1.3 | 0.2 | 7 | 22.2222 | 1.7422
S37E148_RES_263 | East | -36.9572 | 148.3543 | 638 | 15 | 2 | 898 | 2 | 0.2 | 10 | 13.3333 | 1.7422
S37E148_RES_312 | East | -36.9378 | 148.3485 | 581 | 14 | 2 | 613 | 2.3 | 0.4 | 6 | 14.2857 | 1.7422
S37E148_RES_2275 | East | -36.6537 | 148.0157 | 1148 | 12 | 2 | 534 | 1.4 | 0.2 | 10 | 16.6667 | 1.7422
S37E148_RES_2384 | East | -36.6467 | 148.0335 | 1018 | 12 | 2 | 254 | 0.8 | 0.1 | 16 | 16.6667 | 1.7422
S37E148_RES_2643 | East | -36.6315 | 148.0326 | 1165 | 17 | 2 | 558 | 0.8 | 0.1 | 32 | 11.7647 | 1.7422
S37E148_RES_2709 | East | -36.6292 | 148.0065 | 1318 | 9 | 2 | 1735 | 3.5 | 0.4 | 5 | 22.2222 | 1.7422
S37E148_RES_3735 | East | -36.5847 | 148.0522 | 1090 | 11 | 2 | 576 | 2 | 0.3 | 6 | 18.1818 | 1.7422
S37E148_RES_3930 | East | -36.5595 | 148.0014 | 1251 | 14 | 2 | 304 | 0.8 | 0.1 | 20 | 14.2857 | 1.7422
S37E148_RES_3961 | East | -36.5503 | 148.0135 | 1351 | 11 | 2 | 520 | 1.6 | 0.2 | 8 | 18.1818 | 1.7422
S37E148_RES_4055 | East | -36.5057 | 148.0025 | 1251 | 10 | 2 | 1715 | 4.4 | 0.6 | 4 | 20 | 1.7422
S37E148_RES_4081 | East | -36.4967 | 148.0113 | 958 | 10 | 2 | 217 | 0.6 | 0.1 | 20 | 20 | 1.7422
S37E148_RES_4166 | East | -36.4543 | 148.0094 | 909 | 10 | 2 | 527 | 1.4 | 0.2 | 8 | 20 | 1.7422
S37E148_RES_4220 | East | -36.4367 | 148.0086 | 890 | 12 | 2 | 495 | 1.5 | 0.2 | 10 | 16.6667 | 1.7422
S38E148_RES_1109 | East | -37.3644 | 148.9852 | 769 | 9 | 2 | 977 | 1.6 | 0.1 | 11 | 22.2222 | 1.7422
S38E148_RES_1000 | East | -37.3728 | 148.2838 | 679 | 13 | 2 | 1769 | 4.9 | 0.7 | 4 | 15.3846 | 1.7422
S38E148_RES_1016 | East | -37.3716 | 148.8439 | 739 | 9 | 2 | 291 | 0.9 | 0.1 | 13 | 22.2222 | 1.7422
S38E148_RES_1033 | East | -37.3703 | 148.2403 | 510 | 15 | 2 | 1020 | 1.8 | 0.2 | 13 | 13.3333 | 1.7422
S38E148_RES_1060 | East | -37.3687 | 148.054 | 598 | 16 | 2 | 1057 | 1.9 | 0.2 | 13 | 12.5 | 1.7422
S38E148_RES_1300 | East | -37.3512 | 148.6294 | 671 | 14 | 2 | 1459 | 2.4 | 0.2 | 11 | 14.2857 | 1.7422
S38E148_RES_1146 | East | -37.3628 | 148.1139 | 661 | 17 | 2 | 1182 | 2.3 | 0.2 | 10 | 11.7647 | 1.7422
S38E148_RES_1167 | East | -37.3617 | 148.2979 | 519 | 9 | 2 | 359 | 1.2 | 0.2 | 9 | 22.2222 | 1.7422
S38E148_RES_1188 | East | -37.3609 | 148.8294 | 1041 | 10 | 2 | 445 | 1.1 | 0.1 | 13 | 20 | 1.7422
S38E148_RES_1202 | East | -37.3594 | 148.2442 | 520 | 10 | 2 | 452 | 1.4 | 0.2 | 7 | 20 | 1.7422
S38E148_RES_1212 | East | -37.3587 | 148.6217 | 571 | 9 | 2 | 495 | 1.2 | 0.2 | 10 | 22.2222 | 1.7422
S38E148_RES_1272 | East | -37.3529 | 148.8548 | 1082 | 10 | 2 | 940 | 2.4 | 0.3 | 5 | 20 | 1.7422
S38E148_RES_1496 | East | -37.3367 | 148.8838 | 799 | 16 | 2 | 705 | 1.5 | 0.2 | 16 | 12.5 | 1.7422
S38E148_RES_1374 | East | -37.3466 | 148.6405 | 627 | 9 | 2 | 377 | 1.1 | 0.1 | 11 | 22.2222 | 1.7422
S38E148_RES_1377 | East | -37.3464 | 148.6288 | 682 | 10 | 2 | 1008 | 2.2 | 0.2 | 8 | 20 | 1.7422
S38E148_RES_1383 | East | -37.3458 | 148.8572 | 1070 | 9 | 2 | 1534 | 4.8 | 0.7 | 3 | 22.2222 | 1.7422
S38E148_RES_14 | East | -37.5747 | 148.7245 | 471 | 10 | 2 | 1088 | 2.8 | 0.4 | 6 | 20 | 1.7422
S38E148_RES_1408 | East | -37.3433 | 148.3144 | 830 | 14 | 2 | 1194 | 3.2 | 0.4 | 5 | 14.2857 | 1.7422
S38E148_RES_143 | East | -37.5356 | 148.7144 | 580 | 9 | 2 | 562 | 1.4 | 0.2 | 9 | 22.2222 | 1.7422
S38E148_RES_1453 | East | -37.3392 | 148.2968 | 739 | 12 | 2 | 872 | 2.4 | 0.3 | 5 | 16.6667 | 1.7422
S38E148_RES_1457 | East | -37.3392 | 148.8566 | 1041 | 9 | 2 | 1175 | 2.6 | 0.3 | 6 | 22.2222 | 1.7422
S38E148_RES_1474 | East | -37.3378 | 148.1178 | 640 | 12 | 2 | 1144 | 2.3 | 0.2 | 7 | 16.6667 | 1.7422
S38E148_RES_1590 | East | -37.3324 | 148.2944 | 709 | 10 | 2 | 792 | 2 | 0.3 | 6 | 20 | 1.7422
S38E148_RES_1510 | East | -37.3362 | 148.0942 | 671 | 9 | 2 | 748 | 2.2 | 0.3 | 6 | 22.2222 | 1.7422
S38E148_RES_1539 | East | -37.3353 | 148.8589 | 1030 | 8 | 2 | 878 | 2.3 | 0.3 | 5 | 25 | 1.7422
S38E148_RES_1553 | East | -37.3344 | 148.3043 | 757 | 15 | 2 | 965 | 2 | 0.2 | 8 | 13.3333 | 1.7422
S38E148_RES_1555 | East | -37.3343 | 148.8699 | 999 | 12 | 2 | 520 | 1.4 | 0.2 | 10 | 16.6667 | 1.7422
S38E148_RES_16 | East | -37.5737 | 148.2097 | 449 | 9 | 2 | 810 | 2.5 | 0.4 | 4 | 22.2222 | 1.7422
S38E148_RES_1690 | East | -37.3269 | 148.305 | 710 | 12 | 2 | 1361 | 2.9 | 0.3 | 7 | 16.6667 | 1.7422
S38E148_RES_1625 | East | -37.3306 | 148.8438 | 1019 | 14 | 2 | 446 | 1.1 | 0.1 | 13 | 14.2857 | 1.7422
S38E148_RES_1641 | East | -37.33 | 148.6385 | 731 | 14 | 2 | 1138 | 2.5 | 0.3 | 8 | 14.2857 | 1.7422
S38E148_RES_1645 | East | -37.3298 | 148.1069 | 711 | 15 | 2 | 1194 | 2.1 | 0.2 | 9 | 13.3333 | 1.7422
S38E148_RES_166 | East | -37.5299 | 148.7101 | 593 | 10 | 2 | 618 | 2.4 | 0.5 | 5 | 20 | 1.7422
S38E148_RES_1663 | East | -37.3281 | 148.0921 | 789 | 10 | 2 | 1590 | 3.8 | 0.4 | 4 | 20 | 1.7422
S38E148_RES_1786 | East | -37.3219 | 148.8579 | 983 | 9 | 2 | 1157 | 3.7 | 0.6 | 4 | 22.2222 | 1.7422
S38E148_RES_1794 | East | -37.3217 | 148.8706 | 970 | 10 | 2 | 934 | 2.2 | 0.3 | 6 | 20 | 1.7422
S38E148_RES_1708 | East | -37.3262 | 148.6452 | 753 | 13 | 2 | 1676 | 3.4 | 0.3 | 6 | 15.3846 | 1.7422
S38E148_RES_1711 | East | -37.3259 | 148.3134 | 739 | 13 | 2 | 915 | 2.5 | 0.3 | 6 | 15.3846 | 1.7422
S38E148_RES_1713 | East | -37.3258 | 148.2906 | 670 | 9 | 2 | 841 | 2.5 | 0.4 | 6 | 22.2222 | 1.7422
S38E148_RES_1725 | East | -37.3253 | 148.8714 | 920 | 12 | 2 | 606 | 1.2 | 0.1 | 17 | 16.6667 | 1.7422
S38E148_RES_1732 | East | -37.3249 | 148.3026 | 702 | 12 | 2 | 1014 | 2.7 | 0.4 | 5 | 16.6667 | 1.7422
S38E148_RES_1751 | East | -37.3239 | 148.6298 | 759 | 11 | 2 | 1559 | 2.9 | 0.3 | 6 | 18.1818 | 1.7422
S38E148_RES_1752 | East | -37.3239 | 148.6389 | 751 | 14 | 2 | 1757 | 2.9 | 0.2 | 8 | 14.2857 | 1.7422
S38E148_RES_1758 | East | -37.3236 | 148.0968 | 761 | 11 | 2 | 1540 | 3.8 | 0.5 | 4 | 18.1818 | 1.7422
S38E148_RES_1879 | East | -37.3179 | 148.6327 | 751 | 12 | 2 | 1596 | 2.7 | 0.2 | 7 | 16.6667 | 1.7422
S38E148_RES_1808 | East | -37.3211 | 148.3181 | 720 | 13 | 2 | 606 | 1.6 | 0.2 | 8 | 15.3846 | 1.7422
S38E148_RES_195 | East | -37.5203 | 148.7056 | 640 | 13 | 2 | 433 | 1.4 | 0.2 | 11 | 15.3846 | 1.7422
S38E148_RES_2046 | East | -37.3092 | 148.2187 | 621 | 12 | 2 | 569 | 1.5 | 0.2 | 9 | 16.6667 | 1.7422
S38E148_RES_1994 | East | -37.3125 | 148.6376 | 801 | 10 | 2 | 1738 | 3.7 | 0.4 | 5 | 20 | 1.7422
S38E148_RES_2001 | East | -37.312 | 148.3175 | 679 | 9 | 2 | 1002 | 2.6 | 0.3 | 4 | 22.2222 | 1.7422
S38E148_RES_2005 | East | -37.3117 | 148.121 | 593 | 12 | 2 | 476 | 1.6 | 0.3 | 8 | 16.6667 | 1.7422
S38E148_RES_2109 | East | -37.3064 | 148.1011 | 740 | 10 | 2 | 1590 | 2.9 | 0.3 | 6 | 20 | 1.7422
S38E148_RES_2065 | East | -37.3085 | 148.8654 | 1028 | 18 | 2 | 1522 | 2.6 | 0.2 | 11 | 11.1111 | 1.7422
S38E148_RES_2095 | East | -37.3074 | 148.2432 | 627 | 11 | 2 | 588 | 1.5 | 0.2 | 8 | 18.1818 | 1.7422
S38E148_RES_215 | East | -37.5089 | 148.6969 | 520 | 13 | 2 | 1292 | 2.8 | 0.3 | 8 | 15.3846 | 1.7422
S38E148_RES_297 | East | -37.4603 | 148.1489 | 390 | 9 | 2 | 618 | 2.1 | 0.4 | 5 | 22.2222 | 1.7422
S38E148_RES_315 | East | -37.4558 | 148.1313 | 409 | 13 | 2 | 538 | 1.4 | 0.2 | 11 | 15.3846 | 1.7422
S38E148_RES_337 | East | -37.4505 | 148.1122 | 509 | 11 | 2 | 544 | 1.5 | 0.2 | 8 | 18.1818 | 1.7422
S38E148_RES_462 | East | -37.4319 | 148.1357 | 422 | 15 | 2 | 353 | 1.2 | 0.2 | 12 | 13.3333 | 1.7422
S38E148_RES_769 | East | -37.3917 | 148.8508 | 550 | 10 | 2 | 377 | 1.2 | 0.2 | 9 | 20 | 1.7422
S38E148_RES_773 | East | -37.3913 | 148.9456 | 778 | 11 | 2 | 742 | 1.9 | 0.2 | 9 | 18.1818 | 1.7422
S38E148_RES_810 | East | -37.3886 | 148.2811 | 770 | 10 | 2 | 1608 | 3.1 | 0.3 | 5 | 20 | 1.7422
S38E148_RES_530 | East | -37.4218 | 148.2296 | 452 | 11 | 2 | 717 | 2.2 | 0.3 | 5 | 18.1818 | 1.7422
S38E148_RES_588 | East | -37.4127 | 148.2968 | 369 | 11 | 2 | 606 | 2.1 | 0.4 | 5 | 18.1818 | 1.7422
S38E148_RES_653 | East | -37.4044 | 148.5642 | 530 | 11 | 2 | 1496 | 2.7 | 0.2 | 8 | 18.1818 | 1.7422
S38E148_RES_683 | East | -37.401 | 148.7504 | 642 | 9 | 2 | 587 | 1.5 | 0.2 | 8 | 22.2222 | 1.7422
S38E148_RES_76 | East | -37.5558 | 148.7294 | 540 | 10 | 2 | 606 | 1.8 | 0.3 | 7 | 20 | 1.7422
S38E148_RES_949 | East | -37.3772 | 148.2811 | 711 | 10 | 2 | 1435 | 3.5 | 0.4 | 4 | 20 | 1.7422
S38E148_RES_2203 | East | -37.3026 | 148.2512 | 661 | 15 | 2 | 2097 | 4.4 | 0.5 | 5 | 13.3333 | 1.7422
S38E148_RES_2351 | East | -37.2971 | 148.1244 | 649 | 14 | 2 | 352 | 1 | 0.1 | 17 | 14.2857 | 1.7422
S38E148_RES_2356 | East | -37.2969 | 148.8736 | 1079 | 13 | 2 | 1868 | 3.8 | 0.4 | 6 | 15.3846 | 1.7422
S38E148_RES_2241 | East | -37.3014 | 148.328 | 731 | 9 | 2 | 1231 | 3.5 | 0.5 | 3 | 22.2222 | 1.7422
S38E148_RES_2258 | East | -37.3007 | 148.8654 | 1061 | 12 | 2 | 1194 | 3.1 | 0.4 | 5 | 16.6667 | 1.7422
S38E148_RES_2263 | East | -37.3004 | 148.2098 | 651 | 12 | 2 | 990 | 2.2 | 0.2 | 9 | 16.6667 | 1.7422
S38E148_RES_2267 | East | -37.3003 | 148.1905 | 621 | 9 | 2 | 1379 | 3.4 | 0.4 | 4 | 22.2222 | 1.7422
S38E148_RES_2298 | East | -37.2992 | 148.255 | 680 | 12 | 2 | 1411 | 3 | 0.3 | 5 | 16.6667 | 1.7422
S38E148_RES_2301 | East | -37.2991 | 148.9988 | 918 | 13 | 2 | 551 | 1.3 | 0.2 | 11 | 15.3846 | 1.7422
S38E148_RES_2305 | East | -37.2987 | 148.1103 | 724 | 9 | 2 | 860 | 2.8 | 0.4 | 4 | 22.2222 | 1.7422
S38E148_RES_2321 | East | -37.2981 | 148.6609 | 711 | 9 | 2 | 439 | 1.6 | 0.3 | 5 | 22.2222 | 1.7422
S38E148_RES_2490 | East | -37.2903 | 148.0943 | 779 | 11 | 2 | 1015 | 2.2 | 0.2 | 8 | 18.1818 | 1.7422
S38E148_RES_2496 | East | -37.2897 | 148.0128 | 740 | 10 | 2 | 377 | 1.1 | 0.2 | 12 | 20 | 1.7422
S38E148_RES_2505 | East | -37.2894 | 148.008 | 718 | 10 | 2 | 334 | 0.8 | 0.1 | 15 | 20 | 1.7422
S38E148_RES_2422 | East | -37.2937 | 148.193 | 640 | 13 | 2 | 625 | 1.5 | 0.2 | 11 | 15.3846 | 1.7422
S38E148_RES_2423 | East | -37.2937 | 148.6573 | 781 | 9 | 2 | 1039 | 2.3 | 0.3 | 6 | 22.2222 | 1.7422
S38E148_RES_2450 | East | -37.2925 | 148.1039 | 831 | 9 | 2 | 1516 | 3.6 | 0.4 | 4 | 22.2222 | 1.7422
S38E148_RES_2455 | East | -37.2923 | 148.6601 | 781 | 10 | 2 | 940 | 2.5 | 0.3 | 5 | 20 | 1.7422
S38E148_RES_2460 | East | -37.2922 | 148.2507 | 669 | 13 | 2 | 885 | 2.7 | 0.4 | 6 | 15.3846 | 1.7422
S38E148_RES_2582 | East | -37.2848 | 148.8415 | 1009 | 10 | 2 | 897 | 3.1 | 0.5 | 3 | 20 | 1.7422
S38E148_RES_2610 | East | -37.2831 | 148.6497 | 670 | 11 | 2 | 353 | 1.2 | 0.2 | 9 | 18.1818 | 1.7422
S38E148_RES_2619 | East | -37.2826 | 148.8479 | 1019 | 12 | 2 | 872 | 2.2 | 0.3 | 6 | 16.6667 | 1.7422
S38E148_RES_2636 | East | -37.2821 | 148.8393 | 968 | 12 | 2 | 1225 | 3.7 | 0.6 | 4 | 16.6667 | 1.7422
S38E148_RES_2642 | East | -37.2818 | 148.2024 | 669 | 19 | 2 | 940 | 1.7 | 0.2 | 15 | 10.5263 | 1.7422
S38E148_RES_2681 | East | -37.279 | 148.0957 | 820 | 11 | 2 | 829 | 1.7 | 0.2 | 9 | 18.1818 | 1.7422
S38E148_RES_2732 | East | -37.2761 | 148.8096 | 942 | 19 | 2 | 1095 | 1.8 | 0.2 | 14 | 10.5263 | 1.7422
S38E148_RES_2765 | East | -37.2743 | 148.1909 | 687 | 13 | 2 | 1479 | 3.4 | 0.4 | 5 | 15.3846 | 1.7422
S38E148_RES_2790 | East | -37.2731 | 148.0864 | 810 | 11 | 2 | 755 | 2 | 0.3 | 7 | 18.1818 | 1.7422
S38E148_RES_2831 | East | -37.2707 | 148.3026 | 707 | 10 | 2 | 1652 | 4.5 | 0.6 | 4 | 20 | 1.7422
S38E148_RES_2909 | East | -37.2669 | 148.8106 | 930 | 10 | 2 | 1058 | 2.4 | 0.3 | 6 | 20 | 1.7422
S38E148_RES_2931 | East | -37.2656 | 148.9219 | 959 | 13 | 2 | 897 | 1.8 | 0.2 | 12 | 15.3846 | 1.7422
S38E148_RES_2874 | East | -37.2681 | 148.0856 | 811 | 20 | 2 | 1311 | 1.6 | 0.1 | 26 | 10 | 1.7422
S38E148_RES_2881 | East | -37.2679 | 148.9093 | 1081 | 20 | 2 | 1670 | 2.5 | 0.2 | 12 | 10 | 1.7422
S38E148_RES_3022 | East | -37.26 | 148.8117 | 880 | 21 | 2 | 1237 | 2.1 | 0.2 | 14 | 9.5238 | 1.7422
S38E148_RES_3029 | East | -37.2596 | 148.1146 | 738 | 10 | 2 | 1132 | 2.9 | 0.4 | 5 | 20 | 1.7422
S38E148_RES_2944 | East | -37.2647 | 148.0783 | 860 | 11 | 2 | 1540 | 4.3 | 0.6 | 4 | 18.1818 | 1.7422
S38E148_RES_2969 | East | -37.2631 | 148.8081 | 879 | 13 | 2 | 1305 | 2.4 | 0.2 | 7 | 15.3846 | 1.7422
S38E148_RES_2989 | East | -37.2619 | 148.2022 | 720 | 10 | 2 | 575 | 1.8 | 0.3 | 7 | 20 | 1.7422
S38E148_RES_3100 | East | -37.2542 | 148.0747 | 870 | 11 | 2 | 1899 | 5.1 | 0.7 | 4 | 18.1818 | 1.7422
S38E148_RES_3103 | East | -37.254 | 148.075 | 871 | 9 | 2 | 1968 | 5.3 | 0.7 | 3 | 22.2222 | 1.7422
S38E148_RES_3042 | East | -37.2586 | 148.7597 | 780 | 12 | 2 | 1027 | 2.4 | 0.3 | 8 | 16.6667 | 1.7422
S38E148_RES_3091 | East | -37.2551 | 148.7598 | 788 | 14 | 2 | 1497 | 3.3 | 0.4 | 6 | 14.2857 | 1.7422
S38E148_RES_3167 | East | -37.2494 | 148.2113 | 689 | 9 | 2 | 526 | 1.5 | 0.2 | 7 | 22.2222 | 1.7422
S38E148_RES_3176 | East | -37.2486 | 148.7586 | 770 | 12 | 2 | 1534 | 3.9 | 0.5 | 5 | 16.6667 | 1.7422
S38E148_RES_3126 | East | -37.2523 | 148.803 | 921 | 11 | 2 | 1460 | 3.3 | 0.4 | 6 | 18.1818 | 1.7422
S38E148_RES_3258 | East | -37.2421 | 148.2951 | 779 | 13 | 2 | 1961 | 4.3 | 0.5 | 5 | 15.3846 | 1.7422
S38E148_RES_3296 | East | -37.2394 | 148.278 | 791 | 12 | 2 | 1244 | 2.8 | 0.3 | 8 | 16.6667 | 1.7422
S38E148_RES_3321 | East | -37.2361 | 148.0525 | 800 | 9 | 2 | 433 | 1.2 | 0.2 | 9 | 22.2222 | 1.7422
S38E148_RES_3354 | East | -37.2342 | 148.0319 | 1020 | 13 | 2 | 1479 | 3.2 | 0.3 | 6 | 15.3846 | 1.7422
S38E148_RES_3367 | East | -37.2333 | 148.2939 | 800 | 11 | 2 | 1398 | 2.7 | 0.3 | 6 | 18.1818 | 1.7422
S38E148_RES_3228 | East | -37.2444 | 148.2842 | 770 | 13 | 2 | 1213 | 3.6 | 0.5 | 5 | 15.3846 | 1.7422
S38E148_RES_3235 | East | -37.2436 | 148.3061 | 740 | 13 | 2 | 1677 | 4.1 | 0.5 | 5 | 15.3846 | 1.7422
S38E148_RES_3243 | East | -37.2433 | 148.3172 | 640 | 11 | 2 | 934 | 3.1 | 0.5 | 4 | 18.1818 | 1.7422
S38E148_RES_3433 | East | -37.23 | 148.0972 | 760 | 9 | 2 | 1398 | 3.7 | 0.5 | 4 | 22.2222 | 1.7422
S38E148_RES_3452 | East | -37.2286 | 148.2949 | 789 | 16 | 2 | 1064 | 1.6 | 0.1 | 12 | 12.5 | 1.7422
S38E148_RES_3469 | East | -37.228 | 148.2965 | 798 | 9 | 2 | 1510 | 3.1 | 0.3 | 5 | 22.2222 | 1.7422
S38E148_RES_3491 | East | -37.2267 | 148.0359 | 1012 | 13 | 2 | 749 | 1.5 | 0.1 | 14 | 15.3846 | 1.7422
S38E148_RES_3424 | East | -37.2304 | 148.0215 | 1059 | 15 | 2 | 1256 | 3.1 | 0.4 | 6 | 13.3333 | 1.7422
S38E148_RES_3578 | East | -37.2222 | 148.0253 | 1070 | 10 | 2 | 1640 | 3.6 | 0.4 | 5 | 20 | 1.7422
S38E148_RES_3584 | East | -37.222 | 148.2169 | 739 | 14 | 2 | 761 | 1.8 | 0.2 | 12 | 14.2857 | 1.7422
S38E148_RES_3597 | East | -37.2208 | 148.0599 | 962 | 12 | 2 | 1021 | 3.4 | 0.6 | 4 | 16.6667 | 1.7422
S38E148_RES_3502 | East | -37.2264 | 148.0144 | 1080 | 16 | 2 | 1417 | 2.6 | 0.2 | 10 | 12.5 | 1.7422
S38E148_RES_3527 | East | -37.2258 | 148.7126 | 731 | 8 | 2 | 662 | 1.7 | 0.2 | 7 | 25 | 1.7422
S38E148_RES_3556 | East | -37.2244 | 148.0617 | 990 | 10 | 2 | 1726 | 3.8 | 0.4 | 4 | 20 | 1.7422
S38E148_RES_3561 | East | -37.2241 | 148.3027 | 789 | 14 | 2 | 1825 | 4.1 | 0.5 | 5 | 14.2857 | 1.7422
S38E148_RES_3695 | East | -37.2161 | 148.0289 | 1030 | 23 | 2 | 1435 | 3.6 | 0.4 | 5 | 8.6957 | 1.7422
S38E148_RES_3730 | East | -37.2144 | 148.0636 | 841 | 11 | 2 | 1077 | 2.3 | 0.3 | 6 | 18.1818 | 1.7422
S38E148_RES_3609 | East | -37.2203 | 148.0292 | 1010 | 12 | 2 | 408 | 0.8 | 0.1 | 23 | 16.6667 | 1.7422
S38E148_RES_3650 | East | -37.2186 | 148.7175 | 760 | 11 | 2 | 742 | 1.9 | 0.2 | 8 | 18.1818 | 1.7422
S38E148_RES_3799 | East | -37.2103 | 148.0375 | 1010 | 20 | 2 | 2085 | 3.4 | 0.3 | 8 | 10 | 1.7422
S38E148_RES_3803 | East | -37.21 | 148.2094 | 840 | 14 | 2 | 631 | 2 | 0.3 | 8 | 14.2857 | 1.7422
S38E148_RES_3749 | East | -37.2136 | 148.0535 | 939 | 14 | 2 | 668 | 1.6 | 0.2 | 9 | 14.2857 | 1.7422
S38E148_RES_3780 | East | -37.2117 | 148.0583 | 880 | 9 | 2 | 984 | 2.9 | 0.4 | 5 | 22.2222 | 1.7422
S38E148_RES_3824 | East | -37.2082 | 148.2929 | 769 | 12 | 2 | 1027 | 3.1 | 0.5 | 5 | 16.6667 | 1.7422
S38E148_RES_3839 | East | -37.2069 | 148.2142 | 830 | 9 | 2 | 464 | 1.4 | 0.2 | 8 | 22.2222 | 1.7422
S38E148_RES_3860 | East | -37.2056 | 148.0408 | 939 | 12 | 2 | 804 | 2.7 | 0.5 | 5 | 16.6667 | 1.7422
S38E148_RES_3881 | East | -37.2044 | 148.7096 | 809 | 10 | 2 | 1015 | 2.5 | 0.3 | 6 | 20 | 1.7422
S38E148_RES_3886 | East | -37.2042 | 148.3 | 730 | 24 | 2 | 2098 | 4.1 | 0.4 | 6 | 8.3333 | 1.7422
S38E148_RES_3985 | East | -37.1989 | 148.1933 | 850 | 9 | 2 | 984 | 3.3 | 0.6 | 3 | 22.2222 | 1.7422
S38E148_RES_3986 | East | -37.1989 | 148.2636 | 800 | 12 | 2 | 2122 | 5.6 | 0.7 | 3 | 16.6667 | 1.7422
S38E148_RES_3999 | East | -37.1986 | 148.2992 | 720 | 11 | 2 | 1176 | 3.4 | 0.5 | 4 | 18.1818 | 1.7422
S38E148_RES_3943 | East | -37.2008 | 148.2907 | 781 | 15 | 2 | 1578 | 3 | 0.3 | 7 | 13.3333 | 1.7422
S38E148_RES_4097 | East | -37.1936 | 148.2658 | 800 | 11 | 2 | 1040 | 2.9 | 0.4 | 5 | 18.1818 | 1.7422
S38E148_RES_4025 | East | -37.1973 | 148.0798 | 1039 | 10 | 2 | 1516 | 3.9 | 0.5 | 4 | 20 | 1.7422
S38E148_RES_4049 | East | -37.1961 | 148.1692 | 790 | 12 | 2 | 569 | 1.4 | 0.2 | 12 | 16.6667 | 1.7422
S38E148_RES_4078 | East | -37.1942 | 148.2778 | 800 | 12 | 2 | 1578 | 4.2 | 0.6 | 4 | 16.6667 | 1.7422
S38E148_RES_4087 | East | -37.1939 | 148.0692 | 970 | 9 | 2 | 1405 | 3.7 | 0.5 | 4 | 22.2222 | 1.7422
S38E148_RES_4187 | East | -37.1889 | 148.0874 | 779 | 11 | 2 | 495 | 1.2 | 0.1 | 12 | 18.1818 | 1.7422
S38E148_RES_4203 | East | -37.188 | 148.0784 | 922 | 14 | 2 | 538 | 1.6 | 0.2 | 10 | 14.2857 | 1.7422
S38E148_RES_4241 | East | -37.1856 | 148.2643 | 821 | 13 | 2 | 1417 | 3.5 | 0.4 | 5 | 15.3846 | 1.7422
S38E148_RES_4123 | East | -37.1924 | 148.0533 | 919 | 12 | 2 | 755 | 1.8 | 0.2 | 10 | 16.6667 | 1.7422
S38E148_RES_4138 | East | -37.1917 | 148.2978 | 740 | 19 | 2 | 1881 | 3.1 | 0.3 | 8 | 10.5263 | 1.7422
S38E148_RES_4140 | East | -37.1916 | 148.1658 | 838 | 14 | 2 | 1095 | 2.7 | 0.3 | 8 | 14.2857 | 1.7422
S38E148_RES_4335 | East | -37.1799 | 148.058 | 1118 | 11 | 2 | 1795 | 4.1 | 0.5 | 4 | 18.1818 | 1.7422
S38E148_RES_4343 | East | -37.1797 | 148.2675 | 810 | 9 | 2 | 1479 | 4.5 | 0.7 | 3 | 22.2222 | 1.7422
S38E148_RES_4372 | East | -37.1783 | 148.1867 | 1080 | 10 | 2 | 829 | 1.9 | 0.2 | 7 | 20 | 1.7422
S38E148_RES_4401 | East | -37.1764 | 148.0457 | 1103 | 14 | 2 | 1671 | 3.2 | 0.3 | 6 | 14.2857 | 1.7422
S38E148_RES_4264 | East | -37.1845 | 148.3069 | 739 | 9 | 2 | 1702 | 4.7 | 0.7 | 3 | 22.2222 | 1.7422
S38E148_RES_4276 | East | -37.1836 | 148.0456 | 1110 | 9 | 2 | 1355 | 3.9 | 0.6 | 3 | 22.2222 | 1.7422
S38E148_RES_4463 | East | -37.1736 | 148.275 | 770 | 12 | 2 | 1139 | 3.2 | 0.4 | 5 | 16.6667 | 1.7422
S38E148_RES_4494 | East | -37.1719 | 148.0583 | 1140 | 11 | 2 | 1727 | 3.6 | 0.4 | 5 | 18.1818 | 1.7422
S38E148_RES_4497 | East | -37.1717 | 148.0697 | 1120 | 11 | 2 | 1163 | 2.5 | 0.3 | 7 | 18.1818 | 1.7422
S38E148_RES_4510 | East | -37.1699 | 148.2782 | 758 | 13 | 2 | 1306 | 3.1 | 0.4 | 6 | 15.3846 | 1.7422
S38E148_RES_4522 | East | -37.1692 | 148.2734 | 801 | 13 | 2 | 1163 | 3.1 | 0.4 | 5 | 15.3846 | 1.7422
S38E148_RES_4526 | East | -37.1691 | 148.0576 | 1129 | 10 | 2 | 823 | 2.4 | 0.4 | 5 | 20 | 1.7422
S38E148_RES_4427 | East | -37.175 | 148.2492 | 850 | 9 | 2 | 1590 | 4.9 | 0.7 | 3 | 22.2222 | 1.7422
S38E148_RES_4580 | East | -37.1658 | 148.2622 | 869 | 20 | 2 | 1751 | 2.7 | 0.2 | 9 | 10 | 1.7422
S38E148_RES_4563 | East | -37.1666 | 148.2425 | 899 | 14 | 2 | 1306 | 2.6 | 0.3 | 7 | 14.2857 | 1.7422
S38E148_RES_4573 | East | -37.1662 | 148.0484 | 1098 | 10 | 2 | 1399 | 3.4 | 0.4 | 4 | 20 | 1.7422
S38E148_RES_4656 | East | -37.1614 | 148.0932 | 991 | 15 | 2 | 767 | 1.9 | 0.2 | 8 | 13.3333 | 1.7422
S38E148_RES_4686 | East | -37.1601 | 148.1029 | 862 | 14 | 2 | 990 | 1.9 | 0.2 | 9 | 14.2857 | 1.7422
S38E148_RES_4699 | East | -37.1594 | 148.2007 | 1079 | 10 | 2 | 631 | 2.2 | 0.4 | 5 | 20 | 1.7422
S38E148_RES_4728 | East | -37.1572 | 148.0433 | 1130 | 13 | 2 | 1194 | 1.8 | 0.1 | 14 | 15.3846 | 1.7422
S38E148_RES_4733 | East | -37.1569 | 148.0931 | 950 | 12 | 2 | 347 | 1 | 0.2 | 14 | 16.6667 | 1.7422
S38E148_RES_4769 | East | -37.154 | 148.0047 | 1227 | 9 | 2 | 1659 | 3.2 | 0.3 | 5 | 22.2222 | 1.7422
S38E148_RES_4776 | East | -37.1537 | 148.0595 | 1148 | 12 | 2 | 730 | 1.9 | 0.3 | 7 | 16.6667 | 1.7422
S38E148_RES_4848 | East | -37.1485 | 148.7612 | 951 | 12 | 2 | 1145 | 3.3 | 0.5 | 5 | 16.6667 | 1.7422
S38E148_RES_4885 | East | -37.1436 | 148.2036 | 1090 | 13 | 2 | 557 | 1.6 | 0.2 | 11 | 15.3846 | 1.7422
S38E148_RES_4887 | East | -37.1436 | 148.275 | 660 | 14 | 2 | 241 | 0.8 | 0.1 | 17 | 14.2857 | 1.7422
S38E148_RES_4927 | East | -37.1402 | 148.0799 | 1099 | 10 | 2 | 1572 | 5.2 | 0.9 | 3 | 20 | 1.7422
S38E148_RES_4932 | East | -37.1397 | 148.2728 | 780 | 11 | 2 | 1306 | 3.7 | 0.5 | 4 | 18.1818 | 1.7422
S38E148_RES_4952 | East | -37.1372 | 148.2422 | 890 | 9 | 2 | 1331 | 4 | 0.6 | 4 | 22.2222 | 1.7422
S38E148_RES_4960 | East | -37.1367 | 148.0844 | 1070 | 9 | 2 | 1213 | 3.1 | 0.4 | 4 | 22.2222 | 1.7422
S38E148_RES_4967 | East | -37.1364 | 148.7953 | 1080 | 9 | 2 | 972 | 2.7 | 0.4 | 4 | 22.2222 | 1.7422
S38E148_RES_4969 | East | -37.1362 | 148.2721 | 800 | 11 | 2 | 1436 | 3.5 | 0.4 | 5 | 18.1818 | 1.7422
S38E148_RES_5017 | East | -37.1329 | 148.0577 | 1263 | 8 | 2 | 1213 | 2.6 | 0.3 | 6 | 25 | 1.7422
S38E148_RES_5032 | East | -37.132 | 148.1019 | 929 | 11 | 2 | 656 | 1.9 | 0.3 | 7 | 18.1818 | 1.7422
S38E148_RES_5104 | East | -37.1292 | 148.2672 | 810 | 9 | 2 | 1287 | 3.5 | 0.5 | 3 | 22.2222 | 1.7422
S38E148_RES_4990 | East | -37.1349 | 148.2385 | 913 | 12 | 2 | 594 | 1.6 | 0.2 | 10 | 16.6667 | 1.7422
S38E148_RES_5175 | East | -37.125 | 148.0896 | 1059 | 11 | 2 | 1256 | 3.2 | 0.4 | 5 | 18.1818 | 1.7422
S38E148_RES_5210 | East | -37.1219 | 148.2058 | 1110 | 10 | 2 | 619 | 1.8 | 0.3 | 6 | 20 | 1.7422
S38E148_RES_5129 | East | -37.1281 | 148.1132 | 791 | 13 | 2 | 371 | 1.3 | 0.2 | 9 | 15.3846 | 1.7422
S38E148_RES_5132 | East | -37.1281 | 148.2492 | 860 | 11 | 2 | 606 | 1.4 | 0.2 | 10 | 18.1818 | 1.7422
S38E148_RES_5146 | East | -37.1272 | 148.2444 | 910 | 10 | 2 | 1306 | 3.9 | 0.6 | 4 | 20 | 1.7422
S38E148_RES_5167 | East | -37.1255 | 148.1085 | 859 | 9 | 2 | 402 | 1.1 | 0.2 | 11 | 22.2222 | 1.7422
S38E148_RES_5306 | East | -37.1144 | 148.0704 | 1198 | 14 | 2 | 1380 | 3.1 | 0.3 | 6 | 14.2857 | 1.7422
S38E148_RES_5309 | East | -37.1144 | 148.0777 | 1129 | 10 | 2 | 910 | 2.5 | 0.3 | 5 | 20 | 1.7422
S38E148_RES_5228 | East | -37.1206 | 148.218 | 999 | 9 | 2 | 910 | 3 | 0.5 | 3 | 22.2222 | 1.7422
S38E148_RES_5239 | East | -37.1196 | 148.0825 | 1088 | 19 | 2 | 1195 | 1.9 | 0.2 | 15 | 10.5263 | 1.7422
S38E148_RES_5250 | East | -37.1192 | 148.3197 | 670 | 10 | 2 | 452 | 1.2 | 0.2 | 10 | 20 | 1.7422
S38E148_RES_5297 | East | -37.1152 | 148.256 | 848 | 15 | 2 | 1071 | 1.7 | 0.1 | 12 | 13.3333 | 1.7422
S38E148_RES_5299 | East | -37.115 | 148.27 | 730 | 10 | 2 | 415 | 1.1 | 0.1 | 11 | 20 | 1.7422
S38E148_RES_5434 | East | -37.1079 | 148.2579 | 868 | 13 | 2 | 2253 | 3.4 | 0.3 | 6 | 15.3846 | 1.7422
S38E148_RES_5444 | East | -37.1077 | 148.2815 | 779 | 13 | 2 | 440 | 1 | 0.1 | 15 | 15.3846 | 1.7422
S38E148_RES_5449 | East | -37.1076 | 148.0658 | 1239 | 12 | 2 | 1034 | 2.5 | 0.3 | 6 | 16.6667 | 1.7422
S38E148_RES_5358 | East | -37.112 | 148.132 | 1021 | 10 | 2 | 1287 | 2.8 | 0.3 | 6 | 20 | 1.7422
S38E148_RES_5568 | East | -37.1033 | 148.1041 | 1079 | 12 | 2 | 570 | 1.9 | 0.3 | 8 | 16.6667 | 1.7422
S38E148_RES_5479 | East | -37.1069 | 148.1237 | 1039 | 12 | 2 | 1120 | 2.4 | 0.3 | 7 | 16.6667 | 1.7422
S38E148_RES_5487 | East | -37.1067 | 148.0694 | 1190 | 9 | 2 | 854 | 2 | 0.2 | 6 | 22.2222 | 1.7422
S38E148_RES_5492 | East | -37.1066 | 148.0519 | 1279 | 10 | 2 | 947 | 2.6 | 0.4 | 5 | 20 | 1.7422
S38E148_RES_5517 | East | -37.1056 | 148.0883 | 1130 | 15 | 2 | 947 | 1.8 | 0.2 | 13 | 13.3333 | 1.7422
S38E148_RES_5648 | East | -37.0999 | 148.0853 | 1159 | 18 | 2 | 805 | 1.6 | 0.2 | 14 | 11.1111 | 1.7422
S38E148_RES_5587 | East | -37.1025 | 148.2828 | 830 | 15 | 2 | 699 | 1.6 | 0.2 | 11 | 13.3333 | 1.7422
S38E148_RES_5600 | East | -37.1018 | 148.0179 | 1488 | 9 | 2 | 563 | 1.8 | 0.3 | 6 | 22.2222 | 1.7422
S38E148_RES_5631 | East | -37.1006 | 148.0675 | 1180 | 9 | 2 | 644 | 1.9 | 0.3 | 6 | 22.2222 | 1.7422
S38E148_RES_5680 | East | -37.0989 | 148.2344 | 960 | 10 | 2 | 1139 | 3 | 0.4 | 5 | 20 | 1.7422
S38E148_RES_5681 | East | -37.0989 | 148.2469 | 920 | 9 | 2 | 1968 | 5.4 | 0.7 | 3 | 22.2222 | 1.7422
S38E148_RES_5744 | East | -37.0971 | 148.2777 | 868 | 10 | 2 | 1745 | 4.7 | 0.6 | 4 | 20 | 1.7422
S38E148_RES_5798 | East | -37.0949 | 148.2093 | 1049 | 11 | 2 | 774 | 2.5 | 0.4 | 5 | 18.1818 | 1.7422
S38E148_RES_5822 | East | -37.0938 | 148.2038 | 1109 | 13 | 2 | 724 | 2 | 0.3 | 8 | 15.3846 | 1.7422
S38E148_RES_5921 | East | -37.0831 | 148.2614 | 890 | 12 | 2 | 2006 | 5.2 | 0.7 | 4 | 16.6667 | 1.7422
S38E148_RES_5986 | East | -37.0752 | 148.2772 | 851 | 11 | 2 | 1801 | 3.2 | 0.3 | 6 | 18.1818 | 1.7422
S38E148_RES_5987 | East | -37.075 | 148.2261 | 980 | 10 | 2 | 1022 | 2.6 | 0.3 | 5 | 20 | 1.7422
S38E148_RES_5989 | East | -37.0749 | 148.2806 | 851 | 22 | 2 | 1981 | 3.4 | 0.3 | 9 | 9.0909 | 1.7422
S38E148_RES_6012 | East | -37.0706 | 148.7658 | 960 | 13 | 2 | 1040 | 2.2 | 0.2 | 7 | 15.3846 | 1.7422
S38E148_RES_5947 | East | -37.0803 | 148.5528 | 640 | 11 | 2 | 1473 | 3.3 | 0.4 | 5 | 18.1818 | 1.7422
S38E148_RES_5952 | East | -37.0794 | 148.2269 | 990 | 10 | 2 | 1381 | 3.5 | 0.4 | 4 | 20 | 1.7422
S38E148_RES_5960 | East | -37.0785 | 148.5668 | 629 | 10 | 2 | 1219 | 2.8 | 0.3 | 5 | 20 | 1.7422
S38E148_RES_6060 | East | -37.0644 | 148.2206 | 1029 | 15 | 2 | 1331 | 3 | 0.3 | 6 | 13.3333 | 1.7422
S38E148_RES_6118 | East | -37.0578 | 148.2788 | 829 | 9 | 2 | 2204 | 6.1 | 0.8 | 3 | 22.2222 | 1.7422
S38E148_RES_6030 | East | -37.0683 | 148.2281 | 980 | 12 | 2 | 1641 | 3.9 | 0.5 | 4 | 16.6667 | 1.7422
S38E148_RES_6193 | East | -37.0497 | 148.2848 | 889 | 11 | 2 | 1542 | 3.7 | 0.5 | 5 | 18.1818 | 1.7422
S38E148_RES_6206 | East | -37.0486 | 148.3077 | 829 | 12 | 2 | 1251 | 3 | 0.4 | 6 | 16.6667 | 1.7422
S38E148_RES_6220 | East | -37.0472 | 148.215 | 1090 | 12 | 2 | 706 | 2.5 | 0.4 | 5 | 16.6667 | 1.7422
S38E148_RES_6131 | East | -37.0564 | 148.2225 | 1060 | 9 | 2 | 922 | 2.7 | 0.4 | 5 | 22.2222 | 1.7422
S38E148_RES_6144 | East | -37.0553 | 148.3044 | 839 | 9 | 2 | 1238 | 3.1 | 0.4 | 4 | 22.2222 | 1.7422
S38E148_RES_6155 | East | -37.0542 | 148.2822 | 860 | 16 | 2 | 1548 | 3.3 | 0.4 | 7 | 12.5 | 1.7422
S38E148_RES_6346 | East | -37.0339 | 148.4955 | 571 | 11 | 2 | 458 | 1.6 | 0.3 | 6 | 18.1818 | 1.7422
S38E148_RES_6364 | East | -37.0328 | 148.2922 | 880 | 16 | 2 | 1400 | 3.3 | 0.4 | 6 | 12.5 | 1.7422
S38E148_RES_6384 | East | -37.0308 | 148.5114 | 630 | 14 | 2 | 644 | 1.8 | 0.3 | 9 | 14.2857 | 1.7422
S38E148_RES_6235 | East | -37.045 | 148.3006 | 860 | 18 | 2 | 2439 | 3.5 | 0.2 | 8 | 11.1111 | 1.7422
S38E148_RES_6268 | East | -37.0412 | 148.2981 | 859 | 12 | 2 | 2303 | 3.9 | 0.3 | 5 | 16.6667 | 1.7422
S38E148_RES_6486 | East | -37.0228 | 148.2039 | 1210 | 9 | 2 | 953 | 2.4 | 0.3 | 5 | 22.2222 | 1.7422
S38E148_RES_6488 | East | -37.0228 | 148.5171 | 591 | 9 | 2 | 613 | 2.3 | 0.4 | 4 | 22.2222 | 1.7422
S38E148_RES_6497 | East | -37.0222 | 148.4806 | 590 | 9 | 2 | 594 | 1.7 | 0.2 | 7 | 22.2222 | 1.7422
S38E148_RES_6397 | East | -37.03 | 148.2153 | 1130 | 11 | 2 | 1046 | 3.1 | 0.5 | 5 | 18.1818 | 1.7422
S38E148_RES_6558 | East | -37.0189 | 148.4992 | 620 | 12 | 2 | 805 | 2.4 | 0.3 | 6 | 16.6667 | 1.7422
S38E148_RES_6569 | East | -37.0181 | 148.2103 | 1110 | 15 | 2 | 1189 | 2.3 | 0.2 | 10 | 13.3333 | 1.7422
S38E148_RES_6594 | East | -37.0156 | 148.4737 | 649 | 14 | 2 | 910 | 1.7 | 0.2 | 13 | 14.2857 | 1.7422
S38E148_RES_6506 | East | -37.0217 | 148.27 | 930 | 9 | 2 | 1015 | 2.9 | 0.4 | 4 | 22.2222 | 1.7422
S38E148_RES_6525 | East | -37.0206 | 148.4675 | 581 | 11 | 2 | 743 | 2.3 | 0.4 | 6 | 18.1818 | 1.7422
S38E148_RES_6620 | East | -37.0135 | 148.4814 | 662 | 16 | 2 | 793 | 1.8 | 0.2 | 11 | 12.5 | 1.7422
S38E148_RES_6662 | East | -37.0105 | 148.4942 | 629 | 13 | 2 | 502 | 1.2 | 0.2 | 12 | 15.3846 | 1.7422
S38E148_RES_6674 | East | -37.0092 | 148.1978 | 1210 | 9 | 2 | 1492 | 4.8 | 0.8 | 3 | 22.2222 | 1.7422
S38E148_RES_6734 | East | -37.0026 | 148.1968 | 1209 | 9 | 2 | 1771 | 5.3 | 0.8 | 3 | 22.2222 | 1.7422
S38E148_RES_6685 | East | -37.0078 | 148.2081 | 1100 | 11 | 2 | 1195 | 3.4 | 0.5 | 4 | 18.1818 | 1.7422
S38E148_RES_6691 | East | -37.0069 | 148.2078 | 1100 | 9 | 2 | 978 | 2.5 | 0.3 | 5 | 22.2222 | 1.7422
S38E148_RES_6719 | East | -37.0047 | 148.4934 | 679 | 12 | 2 | 464 | 1.4 | 0.2 | 10 | 16.6667 | 1.7422
S38E149_RES_4 | East | -37.4782 | 149.0963 | 489 | 13 | 2 | 593 | 1.6 | 0.2 | 9 | 15.3846 | 1.7422
S38E149_RES_74 | East | -37.4456 | 149.0819 | 571 | 13 | 2 | 693 | 1.4 | 0.1 | 14 | 15.3846 | 1.7422
S38E149_RES_194 | East | -37.3864 | 149.2961 | 610 | 9 | 2 | 711 | 2.1 | 0.3 | 5 | 22.2222 | 1.7422
S38E149_RES_218 | East | -37.3737 | 149.0762 | 631 | 15 | 2 | 612 | 1.2 | 0.1 | 15 | 13.3333 | 1.7422
S38E149_RES_328 | East | -37.3347 | 149.1011 | 560 | 9 | 2 | 383 | 1 | 0.1 | 12 | 22.2222 | 1.7422
S38E149_RES_350 | East | -37.3272 | 149.0123 | 721 | 11 | 2 | 1095 | 3.3 | 0.5 | 4 | 18.1818 | 1.7422
S38E149_RES_374 | East | -37.3194 | 149.1033 | 580 | 10 | 2 | 414 | 1.3 | 0.2 | 10 | 20 | 1.7422
S38E149_RES_454 | East | -37.3044 | 149.0036 | 879 | 13 | 2 | 650 | 1.5 | 0.2 | 11 | 15.3846 | 1.7422
S38E149_RES_466 | East | -37.3028 | 149.0147 | 811 | 9 | 2 | 464 | 1.4 | 0.2 | 8 | 22.2222 | 1.7422
S38E149_RES_486 | East | -37.3003 | 149.0295 | 771 | 12 | 2 | 557 | 2 | 0.4 | 7 | 16.6667 | 1.7422
S38E149_RES_533 | East | -37.2892 | 149.0353 | 760 | 10 | 2 | 390 | 1.1 | 0.2 | 11 | 20 | 1.7422
S38E149_RES_535 | East | -37.2884 | 149.0064 | 1121 | 12 | 2 | 1961 | 3.6 | 0.3 | 5 | 16.6667 | 1.7422
S38E149_RES_550 | East | -37.2864 | 149.0173 | 1001 | 9 | 2 | 600 | 1.9 | 0.3 | 6 | 22.2222 | 1.7422
S38E149_RES_559 | East | -37.2853 | 149.1626 | 588 | 10 | 2 | 1194 | 2.3 | 0.2 | 8 | 20 | 1.7422
S38E149_RES_569 | East | -37.2831 | 149.1706 | 610 | 12 | 2 | 1169 | 2.8 | 0.3 | 6 | 16.6667 | 1.7422
S38E149_RES_595 | East | -37.2792 | 149.1815 | 622 | 14 | 2 | 1578 | 3.1 | 0.3 | 6 | 14.2857 | 1.7422
S38E149_RES_639 | East | -37.2723 | 149.0238 | 869 | 10 | 2 | 724 | 1.9 | 0.2 | 8 | 20 | 1.7422
S38E149_RES_645 | East | -37.2714 | 149.045 | 730 | 20 | 2 | 730 | 1.7 | 0.2 | 12 | 10 | 1.7422
S38E149_RES_676 | East | -37.2658 | 149.0856 | 680 | 10 | 2 | 489 | 1.5 | 0.2 | 8 | 20 | 1.7422
S38E149_RES_681 | East | -37.2653 | 149.1961 | 570 | 9 | 2 | 1021 | 2.5 | 0.3 | 5 | 22.2222 | 1.7422
S38E149_RES_737 | East | -37.2578 | 149.0828 | 780 | 11 | 2 | 594 | 1.4 | 0.2 | 11 | 18.1818 | 1.7422
S38E149_RES_761 | East | -37.2544 | 149.185 | 600 | 17 | 2 | 1046 | 2 | 0.2 | 12 | 11.7647 | 1.7422
S38E149_RES_791 | East | -37.2514 | 149.0742 | 812 | 15 | 2 | 520 | 1.6 | 0.2 | 9 | 13.3333 | 1.7422
S38E149_RES_821 | East | -37.2478 | 149.0754 | 841 | 14 | 2 | 742 | 1.8 | 0.2 | 11 | 14.2857 | 1.7422
S38E149_RES_848 | East | -37.2453 | 149.1937 | 611 | 13 | 2 | 483 | 1.7 | 0.3 | 8 | 15.3846 | 1.7422
S38E149_RES_852 | East | -37.244 | 149.0622 | 1001 | 14 | 2 | 1708 | 3.7 | 0.4 | 6 | 14.2857 | 1.7422
S38E149_RES_884 | East | -37.2417 | 149.0819 | 750 | 12 | 2 | 464 | 1.3 | 0.2 | 10 | 16.6667 | 1.7422
S38E149_RES_920 | East | -37.24 | 149.1881 | 670 | 13 | 2 | 903 | 2.6 | 0.4 | 6 | 15.3846 | 1.7422
S38E149_RES_953 | East | -37.235 | 149.0328 | 990 | 11 | 2 | 1337 | 2.1 | 0.2 | 10 | 18.1818 | 1.7422
S38E149_RES_958 | East | -37.2344 | 149.0834 | 762 | 9 | 2 | 507 | 1.6 | 0.3 | 6 | 22.2222 | 1.7422
S38E149_RES_1021 | East | -37.2314 | 149.2189 | 600 | 18 | 2 | 934 | 1.7 | 0.2 | 15 | 11.1111 | 1.7422
S38E149_RES_1096 | East | -37.2242 | 149.0778 | 831 | 9 | 2 | 495 | 1.5 | 0.2 | 8 | 22.2222 | 1.7422
S38E149_RES_1100 | East | -37.224 | 149.0414 | 919 | 9 | 2 | 1584 | 4.4 | 0.6 | 3 | 22.2222 | 1.7422
S38E149_RES_1105 | East | -37.2234 | 149.2089 | 831 | 15 | 2 | 1132 | 2.1 | 0.2 | 12 | 13.3333 | 1.7422
S38E149_RES_1107 | East | -37.2231 | 149.1937 | 941 | 9 | 2 | 1120 | 2.4 | 0.3 | 6 | 22.2222 | 1.7422
S38E149_RES_1112 | East | -37.2228 | 149.1672 | 890 | 9 | 2 | 1287 | 3.4 | 0.4 | 4 | 22.2222 | 1.7422
S38E149_RES_1150 | East | -37.22 | 149.1614 | 860 | 24 | 2 | 1664 | 1.7 | 0.1 | 23 | 8.3333 | 1.7422
S38E149_RES_1158 | East | -37.2196 | 149.029 | 969 | 11 | 2 | 786 | 2 | 0.3 | 7 | 18.1818 | 1.7422
S38E149_RES_1188 | East | -37.2161 | 149.1954 | 941 | 9 | 2 | 922 | 2.6 | 0.4 | 6 | 22.2222 | 1.7422
S38E149_RES_1223 | East | -37.2144 | 149.0592 | 930 | 10 | 2 | 1417 | 4.8 | 0.8 | 3 | 20 | 1.7422
S38E149_RES_1228 | East | -37.2142 | 149.0914 | 750 | 14 | 2 | 575 | 2.1 | 0.4 | 6 | 14.2857 | 1.7422
S38E149_RES_1236 | East | -37.2136 | 149.0617 | 930 | 11 | 2 | 767 | 2.4 | 0.4 | 5 | 18.1818 | 1.7422
S38E149_RES_1238 | East | -37.2135 | 149.2088 | 818 | 17 | 2 | 798 | 1.7 | 0.2 | 10 | 11.7647 | 1.7422
S38E149_RES_1243 | East | -37.2133 | 149.1786 | 900 | 12 | 2 | 1213 | 2.9 | 0.3 | 6 | 16.6667 | 1.7422
S38E149_RES_1253 | East | -37.2116 | 149.1594 | 901 | 10 | 2 | 1671 | 4.2 | 0.5 | 4 | 20 | 1.7422
S38E149_RES_1266 | East | -37.2105 | 149.2103 | 819 | 10 | 2 | 1083 | 2.9 | 0.4 | 5 | 20 | 1.7422
S38E149_RES_1284 | East | -37.2092 | 149.1903 | 920 | 9 | 2 | 687 | 1.9 | 0.3 | 6 | 22.2222 | 1.7422
S38E149_RES_1288 | East | -37.209 | 149.1577 | 831 | 13 | 2 | 866 | 1.1 | 0.1 | 21 | 15.3846 | 1.7422
S38E149_RES_1298 | East | -37.2083 | 149.205 | 870 | 9 | 2 | 668 | 1.8 | 0.2 | 7 | 22.2222 | 1.7422
S38E149_RES_1299 | East | -37.2083 | 149.2119 | 810 | 9 | 2 | 687 | 1.9 | 0.3 | 6 | 22.2222 | 1.7422
S38E149_RES_1320 | East | -37.2067 | 149.0887 | 781 | 9 | 2 | 483 | 1.7 | 0.3 | 6 | 22.2222 | 1.7422
S38E149_RES_1335 | East | -37.2053 | 149.1864 | 890 | 9 | 2 | 1330 | 4.3 | 0.7 | 3 | 22.2222 | 1.7422
S38E149_RES_1370 | East | -37.2024 | 149.1614 | 819 | 17 | 2 | 687 | 1.5 | 0.2 | 14 | 11.7647 | 1.7422
S38E149_RES_1378 | East | -37.2011 | 149.0944 | 750 | 11 | 2 | 514 | 1.9 | 0.3 | 6 | 18.1818 | 1.7422
S38E149_RES_1405 | East | -37.1989 | 149.0769 | 909 | 18 | 2 | 1262 | 2.2 | 0.2 | 12 | 11.1111 | 1.7422
S38E149_RES_1427 | East | -37.1978 | 149.0694 | 950 | 10 | 2 | 1423 | 4.1 | 0.6 | 3 | 20 | 1.7422
S38E149_RES_1450 | East | -37.1959 | 149.1792 | 839 | 31 | 2 | 1553 | 2.2 | 0.2 | 14 | 6.4516 | 1.7422
S38E149_RES_1455 | East | -37.1958 | 149.1684 | 851 | 9 | 2 | 1695 | 4.6 | 0.6 | 4 | 22.2222 | 1.7422
S38E149_RES_1490 | East | -37.1935 | 149.1713 | 781 | 11 | 2 | 334 | 1.1 | 0.2 | 10 | 18.1818 | 1.7422
S38E149_RES_1541 | East | -37.1892 | 149.1434 | 921 | 10 | 2 | 1101 | 2.7 | 0.3 | 6 | 20 | 1.7422
S38E149_RES_1618 | East | -37.1829 | 149.1412 | 931 | 11 | 2 | 767 | 2.2 | 0.3 | 6 | 18.1818 | 1.7422
S37E148_RES_57 | East | -36.9948 | 148.1929 | 1167 | 16 | 1 | 1164 | 2.6 | 0.3 | 5 | 6.25 | 0.87111
S37E148_RES_117 | East | -36.9882 | 148.2677 | 951 | 9 | 1 | 842 | 2.2 | 0.3 | 5 | 11.1111 | 0.87111
S37E148_RES_197 | East | -36.9706 | 148.3769 | 501 | 9 | 1 | 644 | 1.4 | 0.2 | 8 | 11.1111 | 0.87111
S37E148_RES_244 | East | -36.9612 | 148.3578 | 581 | 11 | 1 | 427 | 1.2 | 0.2 | 8 | 9.0909 | 0.87111
S37E148_RES_322 | East | -36.9292 | 148.351 | 579 | 9 | 1 | 359 | 1 | 0.1 | 10 | 11.1111 | 0.87111
S37E148_RES_2333 | East | -36.6497 | 148.0214 | 1090 | 9 | 1 | 427 | 1.4 | 0.2 | 6 | 11.1111 | 0.87111
S37E148_RES_2458 | East | -36.6425 | 148.0078 | 1230 | 9 | 1 | 775 | 1.7 | 0.2 | 7 | 11.1111 | 0.87111
S37E148_RES_4484 | East | -36.3407 | 148.0089 | 619 | 9 | 1 | 609 | 1.7 | 0.2 | 6 | 11.1111 | 0.87111
S38E148_RES_1077 | East | -37.3669 | 148.9487 | 681 | 9 | 1 | 588 | 1.7 | 0.2 | 5 | 11.1111 | 0.87111
S38E148_RES_1191 | East | -37.3607 | 148.2924 | 478 | 8 | 1 | 557 | 1.7 | 0.3 | 5 | 12.5 | 0.87111
S38E148_RES_1251 | East | -37.3547 | 148.9883 | 698 | 10 | 1 | 427 | 0.9 | 0.1 | 12 | 10 | 0.87111
S38E148_RES_1370 | East | -37.3467 | 148.97 | 618 | 9 | 1 | 544 | 1.4 | 0.2 | 8 | 11.1111 | 0.87111
S38E148_RES_1437 | East | -37.3414 | 148.955 | 880 | 9 | 1 | 452 | 1.2 | 0.1 | 8 | 11.1111 | 0.87111
S38E148_RES_1735 | East | -37.3248 | 148.9901 | 598 | 10 | 1 | 309 | 0.7 | 0.1 | 17 | 10 | 0.87111
S38E148_RES_1854 | East | -37.3194 | 148.8767 | 990 | 9 | 1 | 1305 | 2.5 | 0.2 | 6 | 11.1111 | 0.87111
S38E148_RES_1949 | East | -37.314 | 148.9943 | 681 | 10 | 1 | 328 | 0.8 | 0.1 | 14 | 10 | 0.87111
S38E148_RES_1911 | East | -37.3158 | 148.8692 | 999 | 11 | 1 | 1008 | 1.4 | 0.1 | 11 | 9.0909 | 0.87111
S38E148_RES_1943 | East | -37.3142 | 148.1097 | 709 | 11 | 1 | 978 | 1.4 | 0.1 | 12 | 9.0909 | 0.87111
S38E148_RES_2045 | East | -37.3092 | 148.1026 | 732 | 10 | 1 | 1701 | 3.1 | 0.3 | 5 | 10 | 0.87111
S38E148_RES_2000 | East | -37.3122 | 148.0954 | 728 | 11 | 1 | 1120 | 1.9 | 0.2 | 7 | 9.0909 | 0.87111
S38E148_RES_2058 | East | -37.3086 | 148.1919 | 639 | 11 | 1 | 792 | 1.4 | 0.1 | 11 | 9.0909 | 0.87111
S38E148_RES_357 | East | -37.4467 | 148.1076 | 561 | 9 | 1 | 526 | 1.4 | 0.2 | 7 | 11.1111 | 0.87111
S38E148_RES_2157 | East | -37.305 | 148.6561 | 660 | 9 | 1 | 421 | 1.2 | 0.2 | 9 | 11.1111 | 0.87111
S38E148_RES_239 | East | -37.4914 | 148.6981 | 589 | 9 | 1 | 816 | 1.5 | 0.1 | 9 | 11.1111 | 0.87111
S38E148_RES_295 | East | -37.4613 | 148.1342 | 419 | 10 | 1 | 736 | 1.3 | 0.1 | 13 | 10 | 0.87111
S38E148_RES_37 | East | -37.5672 | 148.7233 | 520 | 8 | 1 | 241 | 0.4 | 0 | 29 | 12.5 | 0.87111
S38E148_RES_514 | East | -37.4249 | 148.1208 | 579 | 9 | 1 | 1039 | 1.8 | 0.2 | 8 | 11.1111 | 0.87111
S38E148_RES_526 | East | -37.4225 | 148.9546 | 449 | 9 | 1 | 612 | 1.5 | 0.2 | 8 | 11.1111 | 0.87111
S38E148_RES_43 | East | -37.565 | 148.2097 | 550 | 9 | 1 | 1039 | 1.7 | 0.1 | 9 | 11.1111 | 0.87111
S38E148_RES_793 | East | -37.39 | 148.1206 | 459 | 9 | 1 | 742 | 2 | 0.3 | 5 | 11.1111 | 0.87111
S38E148_RES_557 | East | -37.4159 | 148.1268 | 481 | 10 | 1 | 433 | 1.3 | 0.2 | 7 | 10 | 0.87111
S38E148_RES_596 | East | -37.4122 | 148.5655 | 498 | 9 | 1 | 1212 | 2.5 | 0.3 | 6 | 11.1111 | 0.87111
S38E148_RES_886 | East | -37.3833 | 148.2631 | 629 | 9 | 1 | 606 | 1.6 | 0.2 | 6 | 11.1111 | 0.87111
S38E148_RES_840 | East | -37.386 | 148.241 | 571 | 9 | 1 | 693 | 1.5 | 0.2 | 9 | 11.1111 | 0.87111
S38E148_RES_2364 | East | -37.2964 | 148.3101 | 749 | 9 | 1 | 1114 | 2.3 | 0.2 | 5 | 11.1111 | 0.87111
S38E148_RES_2218 | East | -37.302 | 148.3175 | 721 | 9 | 1 | 1151 | 2.7 | 0.3 | 5 | 11.1111 | 0.87111
S38E148_RES_2529 | East | -37.2876 | 148.8118 | 1009 | 9 | 1 | 1330 | 2.7 | 0.3 | 5 | 11.1111 | 0.87111
S38E148_RES_2464 | East | -37.2918 | 148.101 | 801 | 11 | 1 | 810 | 1.8 | 0.2 | 7 | 9.0909 | 0.87111
S38E148_RES_2621 | East | -37.2825 | 148.0947 | 830 | 9 | 1 | 1262 | 2.9 | 0.3 | 5 | 11.1111 | 0.87111
S38E148_RES_2797 | East | -37.2728 | 148.6169 | 850 | 9 | 1 | 878 | 1.8 | 0.2 | 7 | 11.1111 | 0.87111
S38E148_RES_2816 | East | -37.2717 | 148.1058 | 839 | 22 | 1 | 1144 | 1.5 | 0.1 | 13 | 4.5455 | 0.87111
S38E148_RES_2833 | East | -37.2706 | 148.6349 | 709 | 9 | 1 | 396 | 1.3 | 0.2 | 7 | 11.1111 | 0.87111
S38E148_RES_2903 | East | -37.2672 | 148.8132 | 941 | 13 | 1 | 996 | 1.5 | 0.1 | 9 | 7.6923 | 0.87111
S38E148_RES_3001 | East | -37.2612 | 148.8039 | 838 | 9 | 1 | 662 | 1.7 | 0.2 | 6 | 11.1111 | 0.87111
S38E148_RES_3193 | East | -37.2473 | 148.3124 | 708 | 8 | 1 | 1349 | 2.3 | 0.2 | 4 | 12.5 | 0.87111
S38E148_RES_3254 | East | -37.2426 | 148.2047 | 821 | 9 | 1 | 693 | 1.9 | 0.2 | 6 | 11.1111 | 0.87111
S38E148_RES_3221 | East | -37.2453 | 148.0861 | 850 | 11 | 1 | 1256 | 2.4 | 0.2 | 5 | 9.0909 | 0.87111
S38E148_RES_3605 | East | -37.2206 | 148.2158 | 749 | 9 | 1 | 452 | 1.4 | 0.2 | 6 | 11.1111 | 0.87111
S38E148_RES_3721 | East | -37.2147 | 148.0471 | 1001 | 13 | 1 | 1145 | 2.6 | 0.3 | 4 | 7.6923 | 0.87111
S38E148_RES_3796 | East | -37.2106 | 148.7169 | 769 | 9 | 1 | 575 | 1.5 | 0.2 | 7 | 11.1111 | 0.87111
S38E148_RES_3757 | East | -37.2133 | 148.2964 | 750 | 11 | 1 | 823 | 1.9 | 0.2 | 7 | 9.0909 | 0.87111
S38E148_RES_3769 | East | -37.2125 | 148.0469 | 1000 | 10 | 1 | 1293 | 2.4 | 0.2 | 6 | 10 | 0.87111
S38E148_RES_3910 | East | -37.2025 | 148.2092 | 920 | 9 | 1 | 1436 | 3.4 | 0.4 | 4 | 11.1111 | 0.87111
S38E148_RES_3842 | East | -37.2067 | 148.7653 | 940 | 9 | 1 | 1547 | 3 | 0.3 | 4 | 11.1111 | 0.87111
S38E148_RES_3890 | East | -37.2038 | 148.0334 | 1031 | 9 | 1 | 1757 | 3.7 | 0.4 | 4 | 11.1111 | 0.87111
S38E148_RES_3899 | East | -37.2031 | 148.0334 | 1021 | 9 | 1 | 1132 | 2.5 | 0.3 | 4 | 11.1111 | 0.87111
S38E148_RES_3937 | East | -37.2011 | 148.2002 | 911 | 9 | 1 | 662 | 1.8 | 0.3 | 5 | 11.1111 | 0.87111
S38E148_RES_4035 | East | -37.1967 | 148.1867 | 809 | 10 | 1 | 631 | 1.5 | 0.2 | 8 | 10 | 0.87111
S38E148_RES_4051 | East | -37.1961 | 148.2981 | 720 | 10 | 1 | 1238 | 3.1 | 0.4 | 4 | 10 | 0.87111
S38E148_RES_4053 | East | -37.196 | 148.3207 | 689 | 9 | 1 | 903 | 1.9 | 0.2 | 6 | 11.1111 | 0.87111
S38E148_RES_4058 | East | -37.1957 | 148.0583 | 859 | 9 | 1 | 879 | 2.3 | 0.3 | 5 | 11.1111 | 0.87111
S38E148_RES_4295 | East | -37.1825 | 148.0714 | 1060 | 9 | 1 | 1015 | 2 | 0.2 | 6 | 11.1111 | 0.87111
S38E148_RES_4364 | East | -37.1786 | 148.1614 | 860 | 10 | 1 | 619 | 1.9 | 0.3 | 5 | 10 | 0.87111
S38E148_RES_4368 | East | -37.1785 | 148.2812 | 751 | 15 | 1 | 904 | 1.2 | 0.1 | 14 | 6.6667 | 0.87111
S38E148_RES_4385 | East | -37.1774 | 148.0756 | 989 | 10 | 1 | 823 | 1.7 | 0.2 | 7 | 10 | 0.87111
S38E148_RES_4625 | East | -37.1628 | 148.2492 | 901 | 10 | 1 | 1634 | 3.3 | 0.3 | 4 | 10 | 0.87111
S38E148_RES_4755 | East | -37.1549 | 148.2336 | 969 | 9 | 1 | 1108 | 2.3 | 0.2 | 6 | 11.1111 | 0.87111
S38E148_RES_4777 | East | -37.1536 | 148.0917 | 1000 | 9 | 1 | 687 | 1.4 | 0.1 | 8 | 11.1111 | 0.87111
S38E148_RES_4834 | East | -37.1497 | 148.2746 | 729 | 10 | 1 | 415 | 0.9 | 0.1 | 12 | 10 | 0.87111
S38E148_RES_4936 | East | -37.1392 | 148.2606 | 800 | 10 | 1 | 347 | 0.9 | 0.1 | 13 | 10 | 0.87111
S38E148_RES_4942 | East | -37.1383 | 148.2303 | 969 | 9 | 1 | 1095 | 2.2 | 0.2 | 6 | 11.1111 | 0.87111
S38E148_RES_5045 | East | -37.1314 | 148.2139 | 969 | 11 | 1 | 433 | 1.1 | 0.1 | 10 | 9.0909 | 0.87111
S38E148_RES_4984 | East | -37.1352 | 148.0906 | 1021 | 10 | 1 | 996 | 2.1 | 0.2 | 6 | 10 | 0.87111
S38E148_RES_5007 | East | -37.1334 | 148.2257 | 989 | 11 | 1 | 1188 | 2.7 | 0.3 | 5 | 9.0909 | 0.87111
S38E148_RES_5173 | East | -37.1251 | 148.2383 | 899 | 9 | 1 | 965 | 1.9 | 0.2 | 5 | 11.1111 | 0.87111
S38E148_RES_5394 | East | -37.1102 | 148.1185 | 948 | 9 | 1 | 576 | 1.5 | 0.2 | 7 | 11.1111 | 0.87111
S38E148_RES_5429 | East | -37.1082 | 148.2652 | 818 | 9 | 1 | 619 | 1.7 | 0.2 | 6 | 11.1111 | 0.87111
S38E148_RES_5437 | East | -37.1079 | 148.2849 | 841 | 10 | 1 | 1065 | 2 | 0.2 | 6 | 10 | 0.87111
S38E148_RES_5340 | East | -37.1131 | 148.2172 | 990 | 9 | 1 | 322 | 1.1 | 0.2 | 7 | 11.1111 | 0.87111
S38E148_RES_5350 | East | -37.1125 | 148.0819 | 1080 | 9 | 1 | 650 | 1.8 | 0.2 | 5 | 11.1111 | 0.87111
S38E148_RES_5474 | East | -37.1069 | 148.0987 | 1131 | 9 | 1 | 984 | 1.8 | 0.2 | 9 | 11.1111 | 0.87111
S38E148_RES_5641 | East | -37.1003 | 148.0963 | 1171 | 10 | 1 | 996 | 1.3 | 0.1 | 14 | 10 | 0.87111
S38E148_RES_5722 | East | -37.0977 | 148.1144 | 1169 | 9 | 1 | 508 | 1.5 | 0.2 | 6 | 11.1111 | 0.87111
S38E148_RES_5684 | East | -37.0988 | 148.0009 | 1428 | 9 | 1 | 1096 | 3.1 | 0.4 | 3 | 11.1111 | 0.87111
S38E148_RES_5710 | East | -37.098 | 148.2787 | 858 | 11 | 1 | 1461 | 1.8 | 0.1 | 7 | 9.0909 | 0.87111
S38E148_RES_5969 | East | -37.0778 | 148.2925 | 810 | 9 | 1 | 737 | 1.6 | 0.2 | 8 | 11.1111 | 0.87111
S38E148_RES_6117 | East | -37.0579 | 148.4426 | 530 | 9 | 1 | 693 | 1.3 | 0.1 | 11 | 11.1111 | 0.87111
S38E148_RES_6036 | East | -37.068 | 148.2275 | 979 | 9 | 1 | 1287 | 2.7 | 0.3 | 5 | 11.1111 | 0.87111
S38E148_RES_6357 | East | -37.0331 | 148.2289 | 1000 | 9 | 1 | 1077 | 2.5 | 0.3 | 4 | 11.1111 | 0.87111
S38E148_RES_6240 | East | -37.0447 | 148.2291 | 1009 | 9 | 1 | 656 | 1.5 | 0.2 | 7 | 11.1111 | 0.87111
S38E148_RES_6405 | East | -37.0292 | 148.4711 | 540 | 10 | 1 | 867 | 1.5 | 0.1 | 11 | 10 | 0.87111
S38E149_RES_215 | East | -37.3747 | 149.0493 | 568 | 9 | 1 | 439 | 1.2 | 0.2 | 8 | 11.1111 | 0.87111
S38E149_RES_428 | East | -37.3083 | 149.0927 | 663 | 11 | 1 | 433 | 1.1 | 0.1 | 10 | 9.0909 | 0.87111
S38E149_RES_445 | East | -37.3056 | 149.0233 | 770 | 9 | 1 | 408 | 1 | 0.1 | 10 | 11.1111 | 0.87111
S38E149_RES_978 | East | -37.2337 | 149.2151 | 601 | 9 | 1 | 854 | 1.9 | 0.2 | 5 | 11.1111 | 0.87111
S38E149_RES_1043 | East | -37.2304 | 149.0526 | 938 | 9 | 1 | 959 | 2.5 | 0.3 | 5 | 11.1111 | 0.87111
S38E149_RES_1122 | East | -37.2219 | 149.0608 | 970 | 12 | 1 | 1027 | 1.3 | 0.1 | 14 | 8.3333 | 0.87111
S38E149_RES_1166 | East | -37.2192 | 149.0939 | 740 | 9 | 1 | 526 | 1.6 | 0.2 | 6 | 11.1111 | 0.87111
S38E149_RES_1195 | East | -37.2159 | 149.203 | 869 | 9 | 1 | 934 | 1.7 | 0.2 | 7 | 11.1111 | 0.87111
S38E149_RES_1395 | East | -37.2 | 149.1567 | 779 | 9 | 1 | 687 | 1.2 | 0.1 | 12 | 11.1111 | 0.87111
S38E149_RES_1670 | East | -37.1791 | 149.1037 | 839 | 11 | 1 | 1145 | 2.8 | 0.3 | 4 | 9.0909 | 0.87111

## Central
VIC PHES sites (head > 300m)
Index |  | Latitude | Longitude | Elevation (m) | Water area (ha) | Reservoir volume (GL) | Dam length (m) | Dam area (ha) | Dam volume (GL) | Water-rock ratio | Average water depth (m) | Stored energy (GWh) | Energy storage calculations assume a 400m head to deliver a ballpark estimate. Actual head will be calculated once the lower reservoir is determined.
|  |  | Maximum | 1601 | 201 | 35 | 4426 | 15.1 | 2.8 | 170 | 44.4444 | 30.4889
SUMMARY STATS |  |  | Median | 930 | 12 | 2 | 992 | 2.3 | 0.3 | 7 | 16.6667 | 1.7422
|  |  | Minimum | 359 | 8 | 1 | 192 | 0.4 | 0 | 2 | 5.2632 | 0.87111
Reservoir count |  |  | Sum |  | 40248 | 6586 | [5 empty] | 5737.1378
2486
S37E147_RES_11045 | Central | -36.2594 | 147.4774 | 892 | 201 | 35 | 3968 | 7.8 | 0.8 | 45 | 17.4129 | 30.4889
S38E146_RES_3482 | Central | -37.771 | 146.1949 | 1089 | 136 | 30 | 618 | 1.6 | 0.2 | 151 | 22.0588 | 26.1333
S39E146_RES_1019 | Central | -38.2486 | 146.0836 | 390 | 113 | 24 | 4391 | 9.9 | 1.1 | 21 | 21.2389 | 20.9067
S38E146_RES_2514 | Central | -37.8047 | 146.1203 | 980 | 126 | 23 | 2373 | 5.9 | 0.7 | 31 | 18.254 | 20.0356
S37E146_RES_4802 | Central | -36.256 | 146.8409 | 689 | 125 | 22 | 2492 | 5.2 | 0.5 | 41 | 17.6 | 19.1644
S38E147_RES_5048 | Central | -37.3122 | 147.6397 | 710 | 104 | 18 | 2610 | 5.9 | 0.7 | 26 | 17.3077 | 15.68
S37E147_RES_11429 | Central | -36.2281 | 147.4594 | 720 | 77 | 17 | 2054 | 4.9 | 0.6 | 29 | 22.0779 | 14.8089
S38E147_RES_5390 | Central | -37.3032 | 147.4596 | 890 | 114 | 17 | 1009 | 1.9 | 0.2 | 101 | 14.9123 | 14.8089
S38E147_RES_10021 | Central | -37.1517 | 147.3572 | 1130 | 99 | 15 | 569 | 1.7 | 0.3 | 61 | 15.1515 | 13.0667
S38E146_RES_3895 | Central | -37.7556 | 146.1747 | 1050 | 83 | 14 | 1797 | 3 | 0.2 | 58 | 16.8675 | 12.1956
S38E147_RES_12398 | Central | -37.0514 | 147.2883 | 1360 | 70 | 14 | 675 | 1.1 | 0.1 | 170 | 20 | 12.1956
S38E146_RES_5918 | Central | -37.6086 | 146.1456 | 1099 | 97 | 13 | 637 | 2 | 0.3 | 43 | 13.4021 | 11.3244
S38E147_RES_12594 | Central | -37.041 | 147.2978 | 1309 | 69 | 13 | 755 | 2.2 | 0.3 | 39 | 18.8406 | 11.3244
S38E147_RES_9937 | Central | -37.1547 | 147.645 | 770 | 63 | 13 | 4388 | 10.8 | 1.3 | 10 | 20.6349 | 11.3244
S37E146_RES_1987 | Central | -36.8321 | 146.3554 | 800 | 37 | 12 | 4138 | 15.1 | 2.8 | 5 | 32.4324 | 10.4533
S37E146_RES_2607 | Central | -36.7829 | 146.3542 | 769 | 54 | 12 | 4181 | 11.3 | 1.5 | 8 | 22.2222 | 10.4533
S38E146_RES_2298 | Central | -37.8119 | 146.0503 | 700 | 59 | 12 | 1570 | 2.9 | 0.3 | 43 | 20.339 | 10.4533
S38E146_RES_7707 | Central | -37.4981 | 146.9764 | 1040 | 91 | 12 | 4426 | 5.6 | 0.4 | 34 | 13.1868 | 10.4533
S38E147_RES_12816 | Central | -37.0319 | 147.2806 | 1410 | 44 | 12 | 3294 | 9.7 | 1.4 | 9 | 27.2727 | 10.4533
S37E147_RES_12262 | Central | -36.1152 | 147.9136 | 581 | 63 | 11 | 1213 | 3.3 | 0.5 | 24 | 17.4603 | 9.5822
S38E146_RES_2597 | Central | -37.8009 | 146.1413 | 969 | 75 | 11 | 1342 | 2.7 | 0.3 | 40 | 14.6667 | 9.5822
S38E146_RES_3682 | Central | -37.7639 | 146.2572 | 1100 | 77 | 11 | 1339 | 3.6 | 0.5 | 22 | 14.2857 | 9.5822
S38E147_RES_4137 | Central | -37.3392 | 147.4856 | 1030 | 66 | 11 | 1330 | 3.1 | 0.4 | 30 | 16.6667 | 9.5822
S38E147_RES_7597 | Central | -37.2289 | 147.2017 | 1260 | 72 | 11 | 1912 | 2.4 | 0.1 | 73 | 15.2778 | 9.5822
S38E147_RES_9402 | Central | -37.1753 | 147.4904 | 1149 | 91 | 11 | 1405 | 2.1 | 0.2 | 71 | 12.0879 | 9.5822
S39E146_RES_1022 | Central | -38.2444 | 146.0919 | 380 | 50 | 11 | 2503 | 5.8 | 0.7 | 16 | 22 | 9.5822
S37E146_RES_1892 | Central | -36.8414 | 146.3106 | 820 | 51 | 10 | 2551 | 6.2 | 0.8 | 13 | 19.6078 | 8.7111
S37E146_RES_1917 | Central | -36.8396 | 146.3045 | 808 | 62 | 10 | 3425 | 6.9 | 0.7 | 15 | 16.129 | 8.7111
S37E146_RES_1968 | Central | -36.8342 | 146.1914 | 790 | 29 | 10 | 3233 | 13 | 2.6 | 4 | 34.4828 | 8.7111
S37E146_RES_2775 | Central | -36.7692 | 146.1765 | 639 | 71 | 10 | 1556 | 2.9 | 0.3 | 35 | 14.0845 | 8.7111
S37E146_RES_4108 | Central | -36.4105 | 146.7878 | 791 | 58 | 10 | 1539 | 3.9 | 0.5 | 21 | 17.2414 | 8.7111
S37E147_RES_10121 | Central | -36.3217 | 147.5347 | 1000 | 37 | 10 | 3105 | 8.7 | 1.2 | 8 | 27.027 | 8.7111
S37E147_RES_10160 | Central | -36.3193 | 147.5218 | 989 | 69 | 10 | 4354 | 7 | 0.6 | 17 | 14.4928 | 8.7111
S37E147_RES_11390 | Central | -36.2319 | 147.4731 | 740 | 56 | 10 | 1954 | 4.7 | 0.6 | 17 | 17.8571 | 8.7111
S37E147_RES_7203 | Central | -36.4994 | 147.9296 | 1149 | 58 | 10 | 2183 | 3.1 | 0.2 | 43 | 17.2414 | 8.7111
S37E147_RES_9394 | Central | -36.4064 | 147.6483 | 1070 | 65 | 10 | 1800 | 4.6 | 0.6 | 17 | 15.3846 | 8.7111
S38E146_RES_2650 | Central | -37.7973 | 146.3163 | 1089 | 54 | 10 | 1773 | 3.1 | 0.3 | 37 | 18.5185 | 8.7111
S38E147_RES_1307 | Central | -37.4632 | 147.0176 | 1169 | 65 | 10 | 1002 | 2.6 | 0.3 | 31 | 15.3846 | 8.7111
S38E147_RES_6242 | Central | -37.2739 | 147.4669 | 890 | 68 | 10 | 1949 | 4.2 | 0.5 | 23 | 14.7059 | 8.7111
S38E147_RES_7407 | Central | -37.2353 | 147.925 | 1100 | 52 | 10 | 1374 | 3.8 | 0.5 | 19 | 19.2308 | 8.7111
S38E147_RES_8016 | Central | -37.2167 | 147.1958 | 1310 | 51 | 10 | 2166 | 4.9 | 0.5 | 18 | 19.6078 | 8.7111
S38E147_RES_8477 | Central | -37.2033 | 147.9504 | 1121 | 60 | 10 | 1040 | 2 | 0.2 | 50 | 16.6667 | 8.7111
S37E146_RES_1425 | Central | -36.8904 | 146.2131 | 869 | 49 | 9 | 3134 | 8.9 | 1.3 | 7 | 18.3673 | 7.84
S37E146_RES_2318 | Central | -36.8085 | 146.3478 | 761 | 42 | 9 | 2354 | 5.8 | 0.7 | 13 | 21.4286 | 7.84
S37E146_RES_2513 | Central | -36.7898 | 146.3562 | 799 | 34 | 9 | 3458 | 9.2 | 1.2 | 7 | 26.4706 | 7.84
S37E147_RES_69 | Central | -36.9955 | 147.9208 | 1161 | 44 | 9 | 1394 | 2.6 | 0.2 | 38 | 20.4545 | 7.84
S37E147_RES_6883 | Central | -36.5139 | 147.9617 | 1200 | 64 | 9 | 1601 | 3 | 0.3 | 32 | 14.0625 | 7.84
S38E146_RES_2282 | Central | -37.8125 | 146.3505 | 929 | 34 | 9 | 1985 | 6 | 0.9 | 9 | 26.4706 | 7.84
S38E146_RES_458 | Central | -37.9067 | 146.3038 | 841 | 36 | 9 | 1914 | 6.2 | 1 | 9 | 25 | 7.84
S38E146_RES_5348 | Central | -37.6378 | 146.1246 | 1129 | 81 | 9 | 693 | 1.2 | 0.1 | 85 | 11.1111 | 7.84
S38E146_RES_5684 | Central | -37.6214 | 146.1358 | 1160 | 58 | 9 | 2577 | 3.8 | 0.3 | 32 | 15.5172 | 7.84
S38E146_RES_7494 | Central | -37.5075 | 146.4417 | 1090 | 70 | 9 | 990 | 2.8 | 0.4 | 23 | 12.8571 | 7.84
S38E147_RES_5488 | Central | -37.2997 | 147.5247 | 1190 | 53 | 9 | 1367 | 3.5 | 0.4 | 21 | 16.9811 | 7.84
S38E147_RES_10443 | Central | -37.1391 | 147.6593 | 759 | 55 | 9 | 2537 | 6.3 | 0.8 | 12 | 16.3636 | 7.84
S38E147_RES_10518 | Central | -37.1367 | 147.9047 | 1350 | 35 | 9 | 3453 | 9.3 | 1.2 | 7 | 25.7143 | 7.84
S38E147_RES_7267 | Central | -37.2409 | 147.3817 | 1151 | 64 | 9 | 551 | 1.4 | 0.2 | 50 | 14.0625 | 7.84
S38E147_RES_7995 | Central | -37.2173 | 147.9259 | 1151 | 48 | 9 | 755 | 1.9 | 0.2 | 35 | 18.75 | 7.84
S38E147_RES_8632 | Central | -37.1982 | 147.3883 | 1271 | 53 | 9 | 1665 | 4.2 | 0.5 | 17 | 16.9811 | 7.84
S38E147_RES_9829 | Central | -37.1589 | 147.1986 | 1420 | 32 | 9 | 2717 | 8.3 | 1.3 | 7 | 28.125 | 7.84
S37E146_RES_1549 | Central | -36.877 | 146.1919 | 809 | 59 | 8 | 1896 | 3.9 | 0.4 | 20 | 13.5593 | 6.9689
S37E146_RES_1566 | Central | -36.876 | 146.2975 | 898 | 38 | 8 | 2621 | 5.7 | 0.6 | 12 | 21.0526 | 6.9689
S37E146_RES_1803 | Central | -36.8497 | 146.1872 | 760 | 50 | 8 | 3040 | 7 | 0.8 | 10 | 16 | 6.9689
S37E146_RES_2700 | Central | -36.7761 | 146.1817 | 680 | 31 | 8 | 3128 | 10.1 | 1.6 | 5 | 25.8065 | 6.9689
S37E146_RES_4124 | Central | -36.4097 | 146.8186 | 700 | 54 | 8 | 806 | 1.8 | 0.2 | 39 | 14.8148 | 6.9689
S37E147_RES_185 | Central | -36.9879 | 147.8432 | 967 | 65 | 8 | 780 | 1.4 | 0.1 | 59 | 12.3077 | 6.9689
S37E147_RES_12388 | Central | -36.109 | 147.5991 | 759 | 62 | 8 | 3147 | 4.5 | 0.3 | 23 | 12.9032 | 6.9689
S38E146_RES_1035 | Central | -37.8655 | 146.162 | 609 | 38 | 8 | 2964 | 8.1 | 1.1 | 8 | 21.0526 | 6.9689
S38E146_RES_2998 | Central | -37.784 | 146.3097 | 1028 | 44 | 8 | 600 | 1.3 | 0.1 | 55 | 18.1818 | 6.9689
S38E146_RES_3711 | Central | -37.7628 | 146.5405 | 1011 | 61 | 8 | 2187 | 3.4 | 0.3 | 28 | 13.1148 | 6.9689
S38E146_RES_5040 | Central | -37.6605 | 146.5309 | 1171 | 53 | 8 | 1149 | 2.9 | 0.4 | 22 | 15.0943 | 6.9689
S38E147_RES_5671 | Central | -37.2939 | 147.4836 | 1091 | 56 | 8 | 686 | 2.1 | 0.3 | 25 | 14.2857 | 6.9689
S39E146_RES_172 | Central | -38.4736 | 146.4358 | 430 | 40 | 8 | 2374 | 4.4 | 0.4 | 20 | 20 | 6.9689
S37E146_RES_1448 | Central | -36.8874 | 146.2547 | 911 | 42 | 7 | 2253 | 4.7 | 0.5 | 15 | 16.6667 | 6.0978
S37E146_RES_1459 | Central | -36.8861 | 146.2624 | 929 | 25 | 7 | 2786 | 8.8 | 1.4 | 5 | 28 | 6.0978
S37E146_RES_1758 | Central | -36.8583 | 146.1894 | 770 | 38 | 7 | 1697 | 4.2 | 0.5 | 14 | 18.4211 | 6.0978
S37E146_RES_2688 | Central | -36.7768 | 146.3583 | 759 | 32 | 7 | 3481 | 8.3 | 1 | 7 | 21.875 | 6.0978
S37E147_RES_258 | Central | -36.9827 | 147.9272 | 1101 | 43 | 7 | 935 | 2.1 | 0.2 | 27 | 16.2791 | 6.0978
S37E147_RES_11191 | Central | -36.2489 | 147.2 | 671 | 33 | 7 | 3002 | 7 | 0.8 | 8 | 21.2121 | 6.0978
S38E146_RES_2629 | Central | -37.7988 | 146.1219 | 979 | 46 | 7 | 1934 | 3.2 | 0.3 | 28 | 15.2174 | 6.0978
S38E146_RES_47 | Central | -37.9567 | 146.5764 | 410 | 41 | 7 | 734 | 2.3 | 0.4 | 18 | 17.0732 | 6.0978
S38E146_RES_786 | Central | -37.8794 | 146.0617 | 520 | 30 | 7 | 3006 | 7.1 | 0.8 | 8 | 23.3333 | 6.0978
S38E146_RES_986 | Central | -37.8678 | 146.0583 | 531 | 49 | 7 | 1902 | 4.3 | 0.5 | 14 | 14.2857 | 6.0978
S38E146_RES_3116 | Central | -37.7803 | 146.1022 | 970 | 50 | 7 | 2299 | 4.4 | 0.4 | 17 | 14 | 6.0978
S38E146_RES_3510 | Central | -37.7701 | 146.1544 | 1049 | 31 | 7 | 2572 | 5.5 | 0.6 | 12 | 22.5806 | 6.0978
S38E146_RES_3547 | Central | -37.769 | 146.5841 | 611 | 36 | 7 | 371 | 1.1 | 0.2 | 42 | 19.4444 | 6.0978
S38E146_RES_3559 | Central | -37.7685 | 146.1574 | 1041 | 39 | 7 | 2686 | 5.6 | 0.6 | 11 | 17.9487 | 6.0978
S38E146_RES_4060 | Central | -37.7465 | 146.1933 | 1068 | 48 | 7 | 2014 | 3.6 | 0.3 | 22 | 14.5833 | 6.0978
S38E146_RES_11276 | Central | -37.1786 | 146.2644 | 740 | 39 | 7 | 1071 | 3.4 | 0.5 | 12 | 17.9487 | 6.0978
S38E146_RES_5689 | Central | -37.6209 | 146.1336 | 1149 | 61 | 7 | 1756 | 2.4 | 0.2 | 44 | 11.4754 | 6.0978
S38E147_RES_6 | Central | -37.68 | 147.5158 | 400 | 27 | 7 | 2563 | 7.9 | 1.2 | 6 | 25.9259 | 6.0978
S38E147_RES_3295 | Central | -37.3635 | 147.5371 | 1077 | 43 | 7 | 674 | 2.1 | 0.3 | 21 | 16.2791 | 6.0978
S38E147_RES_10118 | Central | -37.1492 | 147.9291 | 1258 | 68 | 7 | 1640 | 3.1 | 0.3 | 25 | 10.2941 | 6.0978
S38E147_RES_10132 | Central | -37.1489 | 147.6567 | 760 | 27 | 7 | 3973 | 11.7 | 1.7 | 4 | 25.9259 | 6.0978
S38E147_RES_10238 | Central | -37.1453 | 147.1633 | 1480 | 47 | 7 | 2971 | 5.9 | 0.6 | 12 | 14.8936 | 6.0978
S38E147_RES_10376 | Central | -37.1412 | 147.6579 | 759 | 23 | 7 | 2624 | 8.4 | 1.3 | 5 | 30.4348 | 6.0978
S38E147_RES_10504 | Central | -37.1372 | 147.925 | 1280 | 49 | 7 | 2562 | 4.4 | 0.4 | 20 | 14.2857 | 6.0978
S38E147_RES_11337 | Central | -37.1067 | 147.3303 | 1200 | 30 | 7 | 2984 | 7.2 | 0.9 | 9 | 23.3333 | 6.0978
S38E147_RES_11398 | Central | -37.1044 | 147.3299 | 1199 | 49 | 7 | 3337 | 5.7 | 0.5 | 16 | 14.2857 | 6.0978
S38E147_RES_11764 | Central | -37.0906 | 147.2994 | 1240 | 53 | 7 | 439 | 1.2 | 0.2 | 45 | 13.2075 | 6.0978
S38E147_RES_12308 | Central | -37.0584 | 147.3104 | 1321 | 46 | 7 | 3374 | 6.6 | 0.6 | 12 | 15.2174 | 6.0978
S38E147_RES_12543 | Central | -37.0442 | 147.3176 | 1291 | 52 | 7 | 1163 | 1.9 | 0.2 | 47 | 13.4615 | 6.0978
S38E147_RES_12636 | Central | -37.0386 | 147.2814 | 1360 | 51 | 7 | 384 | 1.1 | 0.2 | 46 | 13.7255 | 6.0978
S38E147_RES_12723 | Central | -37.0353 | 147.2683 | 1409 | 45 | 7 | 508 | 0.9 | 0.1 | 80 | 15.5556 | 6.0978
S38E147_RES_6125 | Central | -37.2777 | 147.1917 | 1189 | 56 | 7 | 860 | 1.7 | 0.2 | 40 | 12.5 | 6.0978
S38E147_RES_8207 | Central | -37.2112 | 147.9354 | 1180 | 42 | 7 | 1052 | 2.2 | 0.2 | 30 | 16.6667 | 6.0978
S39E146_RES_633 | Central | -38.395 | 146.4786 | 580 | 36 | 7 | 2177 | 4 | 0.4 | 18 | 19.4444 | 6.0978
S39E146_RES_996 | Central | -38.2601 | 146.0529 | 421 | 38 | 7 | 1225 | 2.8 | 0.3 | 21 | 18.4211 | 6.0978
S37E146_RES_1170 | Central | -36.912 | 146.1954 | 739 | 33 | 6 | 2508 | 5.4 | 0.6 | 10 | 18.1818 | 5.2267
S37E146_RES_1377 | Central | -36.8971 | 146.246 | 927 | 48 | 6 | 1382 | 3.1 | 0.3 | 18 | 12.5 | 5.2267
S37E146_RES_1454 | Central | -36.8865 | 146.2614 | 929 | 23 | 6 | 2984 | 8.4 | 1.2 | 5 | 26.087 | 5.2267
S37E146_RES_931 | Central | -36.9368 | 146.3099 | 868 | 42 | 6 | 508 | 1.5 | 0.2 | 26 | 14.2857 | 5.2267
S37E146_RES_2373 | Central | -36.8031 | 146.3683 | 790 | 53 | 6 | 3822 | 5.1 | 0.3 | 17 | 11.3208 | 5.2267
S37E146_RES_2460 | Central | -36.7938 | 146.1765 | 779 | 19 | 6 | 2975 | 10.6 | 1.9 | 3 | 31.5789 | 5.2267
S37E146_RES_2616 | Central | -36.7822 | 146.1836 | 710 | 32 | 6 | 1741 | 5.1 | 0.7 | 8 | 18.75 | 5.2267
S37E146_RES_2901 | Central | -36.754 | 146.2056 | 609 | 33 | 6 | 2788 | 7.2 | 0.9 | 6 | 18.1818 | 5.2267
S37E146_RES_3859 | Central | -36.4266 | 146.7548 | 791 | 30 | 6 | 1159 | 3.6 | 0.6 | 11 | 20 | 5.2267
S37E146_RES_3825 | Central | -36.4294 | 146.7616 | 781 | 26 | 6 | 2230 | 6.2 | 0.9 | 6 | 23.0769 | 5.2267
S37E146_RES_3987 | Central | -36.4169 | 146.7381 | 830 | 27 | 6 | 2578 | 7.3 | 1 | 6 | 22.2222 | 5.2267
S37E146_RES_4176 | Central | -36.4071 | 146.8089 | 719 | 28 | 6 | 1527 | 4.4 | 0.6 | 9 | 21.4286 | 5.2267
S37E146_RES_4483 | Central | -36.37 | 146.9566 | 711 | 34 | 6 | 949 | 1.8 | 0.2 | 33 | 17.6471 | 5.2267
S37E146_RES_4651 | Central | -36.3372 | 146.9653 | 730 | 42 | 6 | 1987 | 3.3 | 0.3 | 21 | 14.2857 | 5.2267
S37E147_RES_2225 | Central | -36.7961 | 147.9936 | 1390 | 28 | 6 | 247 | 0.9 | 0.1 | 38 | 21.4286 | 5.2267
S37E147_RES_800 | Central | -36.9104 | 147.5074 | 1291 | 34 | 6 | 1065 | 2.8 | 0.4 | 15 | 17.6471 | 5.2267
S37E147_RES_10671 | Central | -36.2814 | 147.4903 | 880 | 54 | 6 | 1759 | 2.9 | 0.2 | 26 | 11.1111 | 5.2267
S37E147_RES_11215 | Central | -36.2467 | 147.1924 | 679 | 23 | 6 | 2417 | 5.9 | 0.7 | 8 | 26.087 | 5.2267
S37E147_RES_11829 | Central | -36.1439 | 147.2089 | 660 | 42 | 6 | 3157 | 5.4 | 0.5 | 13 | 14.2857 | 5.2267
S37E147_RES_12229 | Central | -36.1165 | 147.5122 | 681 | 49 | 6 | 2688 | 5.2 | 0.5 | 12 | 12.2449 | 5.2267
S38E146_RES_1186 | Central | -37.8572 | 146.1739 | 650 | 23 | 6 | 2047 | 7.2 | 1.3 | 5 | 26.087 | 5.2267
S38E146_RES_1628 | Central | -37.8369 | 146.3528 | 941 | 30 | 6 | 839 | 2.8 | 0.5 | 13 | 20 | 5.2267
S38E146_RES_1667 | Central | -37.8358 | 146.0655 | 752 | 34 | 6 | 1292 | 3.1 | 0.4 | 17 | 17.6471 | 5.2267
S38E146_RES_2306 | Central | -37.8119 | 146.1417 | 1021 | 27 | 6 | 2237 | 5 | 0.6 | 10 | 22.2222 | 5.2267
S38E146_RES_4800 | Central | -37.6842 | 146.1497 | 1100 | 23 | 6 | 3361 | 8.9 | 1.2 | 5 | 26.087 | 5.2267
S38E146_RES_11674 | Central | -37.1347 | 146.3461 | 1020 | 34 | 6 | 1807 | 3.9 | 0.4 | 13 | 17.6471 | 5.2267
S38E147_RES_2797 | Central | -37.3788 | 147.5283 | 1151 | 28 | 6 | 755 | 2.3 | 0.3 | 16 | 21.4286 | 5.2267
S38E147_RES_10066 | Central | -37.1503 | 147.1956 | 1440 | 41 | 6 | 2017 | 3.7 | 0.3 | 18 | 14.6341 | 5.2267
S38E147_RES_10114 | Central | -37.1493 | 147.9106 | 1338 | 40 | 6 | 2686 | 4.3 | 0.3 | 18 | 15 | 5.2267
S38E147_RES_10925 | Central | -37.1217 | 147.7008 | 1160 | 32 | 6 | 2358 | 5 | 0.5 | 11 | 18.75 | 5.2267
S38E147_RES_10998 | Central | -37.1187 | 147.9193 | 1259 | 47 | 6 | 1244 | 3.1 | 0.4 | 16 | 12.766 | 5.2267
S38E147_RES_11230 | Central | -37.1106 | 147.9208 | 1230 | 29 | 6 | 1399 | 3.9 | 0.5 | 11 | 20.6897 | 5.2267
S38E147_RES_12503 | Central | -37.046 | 147.3214 | 1292 | 36 | 6 | 2594 | 4.3 | 0.4 | 16 | 16.6667 | 5.2267
S38E147_RES_13039 | Central | -37.0229 | 147.2822 | 1409 | 25 | 6 | 2477 | 6.9 | 1 | 6 | 24 | 5.2267
S38E147_RES_13390 | Central | -37.0101 | 147.9458 | 1141 | 36 | 6 | 458 | 1.5 | 0.3 | 25 | 16.6667 | 5.2267
S38E147_RES_6330 | Central | -37.2711 | 147.9706 | 1110 | 40 | 6 | 1281 | 2.5 | 0.2 | 27 | 15 | 5.2267
S38E147_RES_7118 | Central | -37.2469 | 147.9642 | 970 | 34 | 6 | 891 | 1.6 | 0.2 | 41 | 17.6471 | 5.2267
S38E147_RES_7227 | Central | -37.2422 | 147.1975 | 1280 | 36 | 6 | 2679 | 4.5 | 0.4 | 15 | 16.6667 | 5.2267
S38E147_RES_7420 | Central | -37.2346 | 147.919 | 1101 | 34 | 6 | 1157 | 3.6 | 0.6 | 11 | 17.6471 | 5.2267
S38E147_RES_7815 | Central | -37.2222 | 147.8687 | 879 | 32 | 6 | 718 | 2.2 | 0.3 | 19 | 18.75 | 5.2267
S38E147_RES_9247 | Central | -37.1806 | 147.3433 | 1180 | 33 | 6 | 972 | 2.6 | 0.3 | 17 | 18.1818 | 5.2267
S38E147_RES_9385 | Central | -37.1761 | 147.904 | 1352 | 43 | 6 | 1980 | 3.8 | 0.4 | 18 | 13.9535 | 5.2267
S38E147_RES_9567 | Central | -37.1692 | 147.9186 | 1260 | 43 | 6 | 1925 | 3.8 | 0.4 | 15 | 13.9535 | 5.2267
S38E147_RES_9709 | Central | -37.1628 | 147.9903 | 1200 | 42 | 6 | 2482 | 3.7 | 0.3 | 20 | 14.2857 | 5.2267
S39E146_RES_384 | Central | -38.4182 | 146.5961 | 589 | 41 | 6 | 1157 | 2.1 | 0.2 | 31 | 14.6341 | 5.2267
S37E146_RES_1350 | Central | -36.8986 | 146.2653 | 920 | 36 | 5 | 2558 | 4.3 | 0.4 | 14 | 13.8889 | 4.3556
S37E146_RES_1675 | Central | -36.8673 | 146.3168 | 788 | 31 | 5 | 960 | 1.7 | 0.1 | 33 | 16.129 | 4.3556
S37E146_RES_1856 | Central | -36.8442 | 146.3247 | 790 | 31 | 5 | 1623 | 3.8 | 0.4 | 11 | 16.129 | 4.3556
S37E146_RES_1880 | Central | -36.8427 | 146.1781 | 759 | 24 | 5 | 2551 | 6.5 | 0.8 | 7 | 20.8333 | 4.3556
S37E146_RES_1881 | Central | -36.8425 | 146.1894 | 739 | 47 | 5 | 1525 | 2.3 | 0.2 | 27 | 10.6383 | 4.3556
S37E146_RES_1903 | Central | -36.8406 | 146.3547 | 771 | 30 | 5 | 2737 | 6.3 | 0.7 | 7 | 16.6667 | 4.3556
S37E146_RES_1998 | Central | -36.8316 | 146.3219 | 799 | 36 | 5 | 2024 | 3.7 | 0.3 | 15 | 13.8889 | 4.3556
S37E146_RES_2170 | Central | -36.8199 | 146.3103 | 783 | 39 | 5 | 985 | 2.7 | 0.4 | 14 | 12.8205 | 4.3556
S37E146_RES_521 | Central | -36.96 | 146.3399 | 829 | 33 | 5 | 1275 | 2.9 | 0.3 | 16 | 15.1515 | 4.3556
S37E146_RES_623 | Central | -36.9555 | 146.1948 | 759 | 23 | 5 | 2551 | 6.8 | 0.9 | 6 | 21.7391 | 4.3556
S37E146_RES_705 | Central | -36.9509 | 146.2969 | 902 | 29 | 5 | 2304 | 5.3 | 0.6 | 9 | 17.2414 | 4.3556
S37E146_RES_2911 | Central | -36.7522 | 146.2064 | 600 | 25 | 5 | 2596 | 7 | 0.9 | 6 | 20 | 4.3556
S37E146_RES_2828 | Central | -36.7642 | 146.1802 | 651 | 44 | 5 | 2539 | 4.3 | 0.4 | 13 | 11.3636 | 4.3556
S37E146_RES_3678 | Central | -36.4472 | 146.765 | 749 | 56 | 5 | 1821 | 2.9 | 0.2 | 24 | 8.9286 | 4.3556
S37E146_RES_3748 | Central | -36.4362 | 146.7581 | 761 | 28 | 5 | 2528 | 5 | 0.5 | 10 | 17.8571 | 4.3556
S37E146_RES_3945 | Central | -36.4204 | 146.8125 | 772 | 32 | 5 | 1680 | 4.9 | 0.7 | 7 | 15.625 | 4.3556
S37E146_RES_4052 | Central | -36.4133 | 146.7243 | 769 | 27 | 5 | 2053 | 4.4 | 0.5 | 11 | 18.5185 | 4.3556
S37E146_RES_4117 | Central | -36.4102 | 146.6874 | 570 | 26 | 5 | 2890 | 5.9 | 0.6 | 8 | 19.2308 | 4.3556
S37E146_RES_4388 | Central | -36.3901 | 146.7154 | 710 | 22 | 5 | 1788 | 6 | 1 | 5 | 22.7273 | 4.3556
S37E146_RES_4675 | Central | -36.3333 | 146.7569 | 720 | 39 | 5 | 1867 | 3.2 | 0.3 | 17 | 12.8205 | 4.3556
S37E146_RES_4632 | Central | -36.3419 | 146.9587 | 719 | 34 | 5 | 1920 | 3.8 | 0.4 | 12 | 14.7059 | 4.3556
S37E147_RES_1420 | Central | -36.8522 | 147.9575 | 1240 | 25 | 5 | 2099 | 6.3 | 0.9 | 6 | 20 | 4.3556
S37E147_RES_1794 | Central | -36.8264 | 147.9561 | 1460 | 31 | 5 | 954 | 1.8 | 0.2 | 29 | 16.129 | 4.3556
S37E147_RES_2454 | Central | -36.7844 | 147.789 | 1111 | 35 | 5 | 631 | 1.9 | 0.3 | 19 | 14.2857 | 4.3556
S37E147_RES_470 | Central | -36.9703 | 147.9556 | 1200 | 27 | 5 | 1288 | 3.3 | 0.4 | 12 | 18.5185 | 4.3556
S37E147_RES_388 | Central | -36.9759 | 147.9609 | 1209 | 38 | 5 | 1337 | 2.8 | 0.3 | 19 | 13.1579 | 4.3556
S37E147_RES_10004 | Central | -36.3307 | 147.5521 | 961 | 45 | 5 | 1227 | 2.8 | 0.3 | 16 | 11.1111 | 4.3556
S37E147_RES_10484 | Central | -36.295 | 147.5234 | 791 | 28 | 5 | 743 | 1.8 | 0.2 | 23 | 17.8571 | 4.3556
S37E147_RES_10901 | Central | -36.2681 | 147.5104 | 900 | 29 | 5 | 1952 | 2.8 | 0.2 | 23 | 17.2414 | 4.3556
S37E147_RES_11036 | Central | -36.2597 | 147.4655 | 851 | 40 | 5 | 974 | 2.2 | 0.3 | 19 | 12.5 | 4.3556
S37E147_RES_11107 | Central | -36.2557 | 147.4773 | 909 | 32 | 5 | 2004 | 4.2 | 0.4 | 11 | 15.625 | 4.3556
S37E147_RES_11264 | Central | -36.2431 | 147.4862 | 839 | 29 | 5 | 1333 | 2.9 | 0.3 | 16 | 17.2414 | 4.3556
S37E147_RES_12131 | Central | -36.1196 | 147.5209 | 648 | 35 | 5 | 2384 | 4.6 | 0.4 | 10 | 14.2857 | 4.3556
S37E147_RES_12372 | Central | -36.11 | 147.5204 | 692 | 18 | 5 | 2307 | 7.4 | 1.2 | 4 | 27.7778 | 4.3556
S37E147_RES_12683 | Central | -36.0848 | 147.5109 | 619 | 29 | 5 | 849 | 2.7 | 0.4 | 11 | 17.2414 | 4.3556
S37E147_RES_6887 | Central | -36.5137 | 147.9573 | 1191 | 28 | 5 | 1707 | 3.8 | 0.4 | 13 | 17.8571 | 4.3556
S37E147_RES_7180 | Central | -36.5003 | 147.9817 | 1200 | 25 | 5 | 1285 | 3.3 | 0.4 | 11 | 20 | 4.3556
S37E147_RES_7422 | Central | -36.4905 | 147.8936 | 1201 | 33 | 5 | 1562 | 3.7 | 0.4 | 10 | 15.1515 | 4.3556
S38E146_RES_2183 | Central | -37.8167 | 146.1132 | 979 | 33 | 5 | 884 | 2.5 | 0.3 | 16 | 15.1515 | 4.3556
S38E146_RES_2429 | Central | -37.8083 | 146.3358 | 970 | 31 | 5 | 389 | 1 | 0.1 | 37 | 16.129 | 4.3556
S38E146_RES_2637 | Central | -37.7981 | 146.1917 | 938 | 26 | 5 | 1069 | 2.5 | 0.3 | 16 | 19.2308 | 4.3556
S38E146_RES_2598 | Central | -37.8008 | 146.2006 | 950 | 26 | 5 | 951 | 2.7 | 0.4 | 14 | 19.2308 | 4.3556
S38E146_RES_90 | Central | -37.947 | 146.553 | 418 | 35 | 5 | 569 | 1.8 | 0.3 | 19 | 14.2857 | 4.3556
S38E146_RES_2793 | Central | -37.7919 | 146.1077 | 989 | 19 | 5 | 2078 | 6 | 0.9 | 6 | 26.3158 | 4.3556
S38E146_RES_2833 | Central | -37.7903 | 146.0586 | 820 | 23 | 5 | 2088 | 4.9 | 0.6 | 9 | 21.7391 | 4.3556
S38E146_RES_2999 | Central | -37.784 | 146.051 | 831 | 25 | 5 | 1520 | 3.9 | 0.5 | 11 | 20 | 4.3556
S38E146_RES_3394 | Central | -37.7733 | 146.5967 | 600 | 30 | 5 | 444 | 1.5 | 0.2 | 21 | 16.6667 | 4.3556
S38E146_RES_3324 | Central | -37.7748 | 146.2987 | 1028 | 26 | 5 | 1279 | 3 | 0.4 | 15 | 19.2308 | 4.3556
S38E146_RES_3894 | Central | -37.7556 | 146.2581 | 979 | 25 | 5 | 1210 | 3.2 | 0.4 | 11 | 20 | 4.3556
S38E146_RES_4008 | Central | -37.7489 | 146.1856 | 1059 | 28 | 5 | 1903 | 4 | 0.4 | 12 | 17.8571 | 4.3556
S38E146_RES_4030 | Central | -37.7483 | 146.2442 | 1051 | 24 | 5 | 1137 | 3.4 | 0.5 | 10 | 20.8333 | 4.3556
S38E146_RES_5154 | Central | -37.6522 | 146.0811 | 1070 | 37 | 5 | 1730 | 2.9 | 0.2 | 23 | 13.5135 | 4.3556
S38E146_RES_5336 | Central | -37.6389 | 146.1494 | 1141 | 35 | 5 | 1539 | 2.8 | 0.3 | 18 | 14.2857 | 4.3556
S38E146_RES_5385 | Central | -37.6358 | 146.154 | 1188 | 34 | 5 | 2565 | 4.5 | 0.4 | 13 | 14.7059 | 4.3556
S38E146_RES_6694 | Central | -37.5583 | 146.4925 | 1200 | 32 | 5 | 1898 | 3.6 | 0.3 | 16 | 15.625 | 4.3556
S38E146_RES_6783 | Central | -37.5522 | 146.4775 | 1300 | 15 | 5 | 2436 | 9.2 | 1.8 | 3 | 33.3333 | 4.3556
S38E146_RES_9722 | Central | -37.405 | 146.8166 | 1401 | 25 | 5 | 2869 | 7.4 | 0.9 | 5 | 20 | 4.3556
S38E147_RES_2152 | Central | -37.4022 | 147.52 | 880 | 28 | 5 | 946 | 2.6 | 0.4 | 13 | 17.8571 | 4.3556
S38E147_RES_2257 | Central | -37.3992 | 147.5511 | 910 | 24 | 5 | 780 | 2.5 | 0.4 | 13 | 20.8333 | 4.3556
S38E147_RES_836 | Central | -37.5015 | 147.0124 | 1187 | 31 | 5 | 334 | 0.8 | 0.1 | 48 | 16.129 | 4.3556
S38E147_RES_3221 | Central | -37.3661 | 147.5486 | 1120 | 30 | 5 | 1448 | 3.3 | 0.4 | 14 | 16.6667 | 4.3556
S38E147_RES_3744 | Central | -37.3508 | 147.6317 | 890 | 22 | 5 | 903 | 3.1 | 0.5 | 9 | 22.7273 | 4.3556
S38E147_RES_3851 | Central | -37.3477 | 147.707 | 629 | 35 | 5 | 352 | 1.1 | 0.2 | 30 | 14.2857 | 4.3556
S38E147_RES_4709 | Central | -37.3205 | 147.9392 | 729 | 36 | 5 | 1200 | 2.8 | 0.3 | 16 | 13.8889 | 4.3556
S38E147_RES_10274 | Central | -37.1437 | 147.5352 | 1039 | 33 | 5 | 1937 | 3.8 | 0.4 | 13 | 15.1515 | 4.3556
S38E147_RES_10368 | Central | -37.1414 | 147.1549 | 1499 | 34 | 5 | 3113 | 7.1 | 0.8 | 6 | 14.7059 | 4.3556
S38E147_RES_10469 | Central | -37.1383 | 147.1944 | 1500 | 13 | 5 | 2092 | 8.7 | 1.8 | 3 | 38.4615 | 4.3556
S38E147_RES_10851 | Central | -37.1239 | 147.9106 | 1310 | 29 | 5 | 1745 | 4.1 | 0.5 | 11 | 17.2414 | 4.3556
S38E147_RES_11428 | Central | -37.1037 | 147.9921 | 1341 | 25 | 5 | 928 | 2.5 | 0.3 | 14 | 20 | 4.3556
S38E147_RES_11576 | Central | -37.0986 | 147.3216 | 1199 | 51 | 5 | 1987 | 2.3 | 0.1 | 41 | 9.8039 | 4.3556
S38E147_RES_12031 | Central | -37.0744 | 147.2894 | 1250 | 34 | 5 | 662 | 1.2 | 0.1 | 48 | 14.7059 | 4.3556
S38E147_RES_12225 | Central | -37.065 | 147.92 | 1270 | 28 | 5 | 1244 | 2 | 0.2 | 30 | 17.8571 | 4.3556
S38E147_RES_6099 | Central | -37.2783 | 147.5586 | 850 | 33 | 5 | 483 | 1.5 | 0.2 | 20 | 15.1515 | 4.3556
S38E147_RES_7534 | Central | -37.2315 | 147.2185 | 1208 | 40 | 5 | 1021 | 1.5 | 0.1 | 50 | 12.5 | 4.3556
S38E147_RES_7975 | Central | -37.2181 | 147.2125 | 1271 | 25 | 5 | 1590 | 3.8 | 0.4 | 11 | 20 | 4.3556
S38E147_RES_8407 | Central | -37.2047 | 147.1917 | 1320 | 28 | 5 | 1528 | 3.1 | 0.3 | 14 | 17.8571 | 4.3556
S38E147_RES_8954 | Central | -37.1894 | 147.3759 | 1231 | 29 | 5 | 1306 | 3.4 | 0.4 | 10 | 17.2414 | 4.3556
S38E147_RES_9070 | Central | -37.1857 | 147.4592 | 1219 | 31 | 5 | 1132 | 3.2 | 0.5 | 11 | 16.129 | 4.3556
S38E147_RES_9145 | Central | -37.1837 | 147.9431 | 1172 | 35 | 5 | 2525 | 3.2 | 0.2 | 23 | 14.2857 | 4.3556
S38E147_RES_9234 | Central | -37.1811 | 147.9065 | 1332 | 29 | 5 | 1324 | 3.9 | 0.6 | 9 | 17.2414 | 4.3556
S38E147_RES_9442 | Central | -37.1731 | 147.9204 | 1271 | 19 | 5 | 2438 | 7 | 1 | 5 | 26.3158 | 4.3556
S38E147_RES_9469 | Central | -37.1722 | 147.1953 | 1400 | 36 | 5 | 3230 | 6.5 | 0.7 | 8 | 13.8889 | 4.3556
S38E147_RES_9637 | Central | -37.1666 | 147.9111 | 1308 | 33 | 5 | 2222 | 3.6 | 0.3 | 16 | 15.1515 | 4.3556
S38E147_RES_9836 | Central | -37.1586 | 147.6369 | 780 | 27 | 5 | 2061 | 5 | 0.6 | 7 | 18.5185 | 4.3556
S39E146_RES_435 | Central | -38.4135 | 146.6622 | 499 | 25 | 5 | 1399 | 2.9 | 0.3 | 15 | 20 | 4.3556
S37E146_RES_1227 | Central | -36.9077 | 146.1801 | 739 | 13 | 4 | 1554 | 5.6 | 1 | 4 | 30.7692 | 3.4844
S37E146_RES_1290 | Central | -36.9022 | 146.3035 | 811 | 24 | 4 | 2063 | 4.7 | 0.5 | 8 | 16.6667 | 3.4844
S37E146_RES_1326 | Central | -36.9006 | 146.265 | 920 | 43 | 4 | 2174 | 3.6 | 0.3 | 15 | 9.3023 | 3.4844
S37E146_RES_1364 | Central | -36.8978 | 146.2303 | 890 | 21 | 4 | 1325 | 3.4 | 0.4 | 9 | 19.0476 | 3.4844
S37E146_RES_1451 | Central | -36.8869 | 146.2694 | 930 | 9 | 4 | 1684 | 7.4 | 1.6 | 2 | 44.4444 | 3.4844
S37E146_RES_1600 | Central | -36.8722 | 146.2622 | 880 | 29 | 4 | 1387 | 2.9 | 0.3 | 14 | 13.7931 | 3.4844
S37E146_RES_1624 | Central | -36.8708 | 146.1907 | 801 | 25 | 4 | 1412 | 2.8 | 0.3 | 13 | 16 | 3.4844
S37E146_RES_1671 | Central | -36.8678 | 146.1902 | 809 | 18 | 4 | 2008 | 4.7 | 0.5 | 7 | 22.2222 | 3.4844
S37E146_RES_1898 | Central | -36.8411 | 146.3514 | 780 | 21 | 4 | 3196 | 6.8 | 0.7 | 5 | 19.0476 | 3.4844
S37E146_RES_2198 | Central | -36.818 | 146.3144 | 801 | 18 | 4 | 2459 | 6.1 | 0.8 | 5 | 22.2222 | 3.4844
S37E146_RES_2310 | Central | -36.8089 | 146.1782 | 729 | 29 | 4 | 2342 | 5 | 0.5 | 8 | 13.7931 | 3.4844
S37E146_RES_2322 | Central | -36.8082 | 146.2362 | 769 | 16 | 4 | 1890 | 5 | 0.7 | 5 | 25 | 3.4844
S37E146_RES_464 | Central | -36.9623 | 146.2516 | 971 | 13 | 4 | 2304 | 7.3 | 1.2 | 4 | 30.7692 | 3.4844
S37E146_RES_480 | Central | -36.9617 | 146.205 | 770 | 25 | 4 | 1913 | 5.2 | 0.7 | 5 | 16 | 3.4844
S37E146_RES_2407 | Central | -36.8003 | 146.3564 | 810 | 14 | 4 | 2515 | 8.7 | 1.5 | 3 | 28.5714 | 3.4844
S37E146_RES_2509 | Central | -36.7901 | 146.2385 | 718 | 35 | 4 | 1431 | 3.1 | 0.3 | 13 | 11.4286 | 3.4844
S37E146_RES_2502 | Central | -36.7908 | 146.1741 | 771 | 13 | 4 | 2367 | 8.7 | 1.6 | 3 | 30.7692 | 3.4844
S37E146_RES_2458 | Central | -36.7938 | 146.3092 | 831 | 10 | 4 | 1722 | 6.9 | 1.4 | 3 | 40 | 3.4844
S37E146_RES_2542 | Central | -36.7878 | 146.3658 | 770 | 22 | 4 | 1753 | 3.3 | 0.3 | 12 | 18.1818 | 3.4844
S37E146_RES_3696 | Central | -36.4452 | 146.7749 | 769 | 17 | 4 | 2014 | 5.6 | 0.8 | 5 | 23.5294 | 3.4844
S37E146_RES_3765 | Central | -36.4344 | 146.7789 | 740 | 21 | 4 | 1302 | 3.6 | 0.5 | 7 | 19.0476 | 3.4844
S37E146_RES_3749 | Central | -36.4361 | 146.7297 | 810 | 17 | 4 | 1786 | 4.4 | 0.5 | 7 | 23.5294 | 3.4844
S37E146_RES_3892 | Central | -36.4241 | 146.7295 | 739 | 30 | 4 | 451 | 1.1 | 0.1 | 30 | 13.3333 | 3.4844
S37E146_RES_3910 | Central | -36.4228 | 146.9513 | 791 | 28 | 4 | 652 | 2 | 0.3 | 14 | 14.2857 | 3.4844
S37E146_RES_3995 | Central | -36.4167 | 146.8192 | 770 | 13 | 4 | 2269 | 7.8 | 1.3 | 3 | 30.7692 | 3.4844
S37E146_RES_3959 | Central | -36.4195 | 146.7431 | 819 | 26 | 4 | 2373 | 4.9 | 0.5 | 8 | 15.3846 | 3.4844
S37E146_RES_4231 | Central | -36.4031 | 146.6935 | 568 | 23 | 4 | 1891 | 4.3 | 0.5 | 7 | 17.3913 | 3.4844
S37E146_RES_4361 | Central | -36.3933 | 146.7817 | 719 | 20 | 4 | 2664 | 5.6 | 0.6 | 6 | 20 | 3.4844
S37E146_RES_4597 | Central | -36.3508 | 146.9562 | 568 | 20 | 4 | 520 | 1.6 | 0.2 | 16 | 20 | 3.4844
S37E146_RES_4611 | Central | -36.3491 | 146.9771 | 738 | 29 | 4 | 1472 | 3 | 0.3 | 15 | 13.7931 | 3.4844
S37E146_RES_4642 | Central | -36.3389 | 146.9558 | 710 | 18 | 4 | 1696 | 4.3 | 0.6 | 7 | 22.2222 | 3.4844
S37E146_RES_4643 | Central | -36.3388 | 146.7577 | 721 | 21 | 4 | 1103 | 2.9 | 0.4 | 10 | 19.0476 | 3.4844
S37E146_RES_4616 | Central | -36.3483 | 146.726 | 692 | 16 | 4 | 2382 | 6.7 | 0.9 | 4 | 25 | 3.4844
S37E146_RES_4871 | Central | -36.2275 | 146.9025 | 600 | 21 | 4 | 964 | 3 | 0.5 | 8 | 19.0476 | 3.4844
S37E147_RES_1113 | Central | -36.8706 | 147.745 | 990 | 20 | 4 | 602 | 2.1 | 0.4 | 10 | 20 | 3.4844
S37E147_RES_1291 | Central | -36.861 | 147.9478 | 1269 | 27 | 4 | 1053 | 2.9 | 0.4 | 10 | 14.8148 | 3.4844
S37E147_RES_1217 | Central | -36.8648 | 147.9707 | 1289 | 27 | 4 | 1083 | 2.4 | 0.3 | 15 | 14.8148 | 3.4844
S37E147_RES_1551 | Central | -36.8416 | 147.5883 | 949 | 27 | 4 | 825 | 2.6 | 0.4 | 11 | 14.8148 | 3.4844
S37E147_RES_2101 | Central | -36.8042 | 147.9733 | 1510 | 23 | 4 | 1140 | 2.9 | 0.4 | 11 | 17.3913 | 3.4844
S37E147_RES_587 | Central | -36.9596 | 147.88 | 1012 | 22 | 4 | 521 | 1.4 | 0.2 | 22 | 18.1818 | 3.4844
S37E147_RES_811 | Central | -36.9078 | 147.5141 | 1332 | 19 | 4 | 1517 | 3.7 | 0.4 | 10 | 21.0526 | 3.4844
S37E147_RES_10168 | Central | -36.3186 | 147.333 | 731 | 47 | 4 | 1022 | 2.4 | 0.3 | 16 | 8.5106 | 3.4844
S37E147_RES_10483 | Central | -36.295 | 147.2954 | 629 | 23 | 4 | 1415 | 3.3 | 0.4 | 9 | 17.3913 | 3.4844
S37E147_RES_10779 | Central | -36.2752 | 147.5542 | 771 | 32 | 4 | 1779 | 4.6 | 0.6 | 7 | 12.5 | 3.4844
S37E147_RES_10792 | Central | -36.2742 | 147.5136 | 900 | 27 | 4 | 1688 | 2.6 | 0.2 | 20 | 14.8148 | 3.4844
S37E147_RES_11256 | Central | -36.2435 | 147.2104 | 647 | 29 | 4 | 1588 | 2.6 | 0.2 | 17 | 13.7931 | 3.4844
S37E147_RES_11660 | Central | -36.1769 | 147.4546 | 701 | 27 | 4 | 680 | 1.8 | 0.2 | 18 | 14.8148 | 3.4844
S37E147_RES_11699 | Central | -36.1697 | 147.4583 | 730 | 20 | 4 | 1894 | 5.4 | 0.8 | 5 | 20 | 3.4844
S37E147_RES_11822 | Central | -36.1444 | 147.2106 | 660 | 27 | 4 | 2366 | 4.4 | 0.4 | 10 | 14.8148 | 3.4844
S37E147_RES_11944 | Central | -36.1289 | 147.2067 | 660 | 15 | 4 | 2007 | 5.3 | 0.7 | 5 | 26.6667 | 3.4844
S37E147_RES_12167 | Central | -36.1185 | 147.5905 | 739 | 28 | 4 | 1113 | 2.8 | 0.4 | 12 | 14.2857 | 3.4844
S37E147_RES_12176 | Central | -36.1182 | 147.8857 | 678 | 31 | 4 | 1198 | 2.3 | 0.2 | 18 | 12.9032 | 3.4844
S37E147_RES_12382 | Central | -36.1092 | 147.9151 | 569 | 27 | 4 | 770 | 2.2 | 0.3 | 12 | 14.8148 | 3.4844
S37E147_RES_12641 | Central | -36.0889 | 147.6114 | 720 | 31 | 4 | 1358 | 3.4 | 0.4 | 9 | 12.9032 | 3.4844
S37E147_RES_12793 | Central | -36.0725 | 147.4853 | 600 | 18 | 4 | 1548 | 4.9 | 0.8 | 5 | 22.2222 | 3.4844
S37E147_RES_12815 | Central | -36.0706 | 147.4872 | 590 | 25 | 4 | 1631 | 4 | 0.5 | 8 | 16 | 3.4844
S37E147_RES_12836 | Central | -36.0683 | 147.4961 | 570 | 28 | 4 | 1456 | 2.9 | 0.3 | 14 | 14.2857 | 3.4844
S37E147_RES_6396 | Central | -36.5544 | 147.9556 | 1320 | 20 | 4 | 780 | 2.6 | 0.4 | 9 | 20 | 3.4844
S37E147_RES_6632 | Central | -36.5381 | 147.9401 | 1109 | 24 | 4 | 942 | 2.2 | 0.3 | 15 | 16.6667 | 3.4844
S37E147_RES_6845 | Central | -36.5165 | 147.9469 | 1172 | 9 | 4 | 1809 | 7 | 1.3 | 3 | 44.4444 | 3.4844
S37E147_RES_7892 | Central | -36.469 | 147.7627 | 938 | 23 | 4 | 1034 | 2.8 | 0.4 | 10 | 17.3913 | 3.4844
S37E147_RES_8298 | Central | -36.452 | 147.7065 | 1189 | 23 | 4 | 557 | 1.5 | 0.2 | 19 | 17.3913 | 3.4844
S37E147_RES_8450 | Central | -36.445 | 147.6948 | 1098 | 32 | 4 | 668 | 1.5 | 0.2 | 24 | 12.5 | 3.4844
S37E147_RES_8649 | Central | -36.4375 | 147.9798 | 909 | 27 | 4 | 483 | 1 | 0.1 | 35 | 14.8148 | 3.4844
S37E147_RES_9137 | Central | -36.4169 | 147.6419 | 1060 | 35 | 4 | 1489 | 2.3 | 0.2 | 24 | 11.4286 | 3.4844
S38E146_RES_1118 | Central | -37.8611 | 146.0684 | 592 | 13 | 4 | 1742 | 5.6 | 0.9 | 4 | 30.7692 | 3.4844
S38E146_RES_2122 | Central | -37.8187 | 146.0334 | 719 | 23 | 4 | 2041 | 4.5 | 0.5 | 8 | 17.3913 | 3.4844
S38E146_RES_2194 | Central | -37.8162 | 146.0988 | 957 | 30 | 4 | 778 | 0.9 | 0.1 | 77 | 13.3333 | 3.4844
S38E146_RES_2446 | Central | -37.8074 | 146.323 | 1109 | 20 | 4 | 2390 | 5.6 | 0.7 | 7 | 20 | 3.4844
S38E146_RES_2603 | Central | -37.8007 | 146.0468 | 803 | 12 | 4 | 1854 | 6.2 | 1 | 3 | 33.3333 | 3.4844
S38E146_RES_990 | Central | -37.8676 | 146.1637 | 609 | 12 | 4 | 1940 | 7.1 | 1.3 | 3 | 33.3333 | 3.4844
S38E146_RES_2901 | Central | -37.7881 | 146.1736 | 920 | 20 | 4 | 612 | 1.7 | 0.2 | 16 | 20 | 3.4844
S38E146_RES_3094 | Central | -37.7808 | 146.1455 | 1052 | 18 | 4 | 2133 | 5.8 | 0.8 | 6 | 22.2222 | 3.4844
S38E146_RES_3313 | Central | -37.7752 | 146.1685 | 1062 | 16 | 4 | 2193 | 6.4 | 0.9 | 4 | 25 | 3.4844
S38E146_RES_3200 | Central | -37.7775 | 146.2592 | 1180 | 19 | 4 | 951 | 2.3 | 0.3 | 14 | 21.0526 | 3.4844
S38E146_RES_3242 | Central | -37.7769 | 146.2764 | 1141 | 17 | 4 | 877 | 3.4 | 0.6 | 6 | 23.5294 | 3.4844
S38E146_RES_3381 | Central | -37.7736 | 146.5458 | 970 | 24 | 4 | 1861 | 4.1 | 0.5 | 8 | 16.6667 | 3.4844
S38E146_RES_3506 | Central | -37.7703 | 146.0833 | 899 | 41 | 4 | 568 | 1.4 | 0.2 | 22 | 9.7561 | 3.4844
S38E146_RES_3542 | Central | -37.7693 | 146.547 | 1012 | 20 | 4 | 1933 | 4.3 | 0.5 | 8 | 20 | 3.4844
S38E146_RES_3955 | Central | -37.752 | 146.1784 | 1059 | 20 | 4 | 1846 | 3.4 | 0.3 | 12 | 20 | 3.4844
S38E146_RES_3885 | Central | -37.7558 | 146.2935 | 1002 | 19 | 4 | 1636 | 4.2 | 0.5 | 7 | 21.0526 | 3.4844
S38E146_RES_4117 | Central | -37.7422 | 146.1958 | 1061 | 26 | 4 | 711 | 1.4 | 0.1 | 26 | 15.3846 | 3.4844
S38E146_RES_4609 | Central | -37.7014 | 146.1435 | 1019 | 30 | 4 | 1119 | 2.3 | 0.2 | 18 | 13.3333 | 3.4844
S38E146_RES_4625 | Central | -37.6994 | 146.1483 | 1009 | 25 | 4 | 648 | 1.4 | 0.2 | 25 | 16 | 3.4844
S38E146_RES_10585 | Central | -37.3193 | 146.4517 | 1001 | 25 | 4 | 575 | 1.5 | 0.2 | 20 | 16 | 3.4844
S38E146_RES_11241 | Central | -37.1822 | 146.2503 | 680 | 31 | 4 | 396 | 1.3 | 0.2 | 22 | 12.9032 | 3.4844
S38E146_RES_12716 | Central | -37.02 | 146.3094 | 900 | 25 | 4 | 1257 | 3.1 | 0.4 | 11 | 16 | 3.4844
S38E146_RES_5762 | Central | -37.6175 | 146.1528 | 1159 | 31 | 4 | 1905 | 3.1 | 0.3 | 14 | 12.9032 | 3.4844
S38E146_RES_6394 | Central | -37.5854 | 146.4984 | 1281 | 10 | 4 | 1718 | 7.4 | 1.6 | 3 | 40 | 3.4844
S38E146_RES_7898 | Central | -37.4914 | 146.9867 | 1030 | 23 | 4 | 587 | 1.6 | 0.2 | 16 | 17.3913 | 3.4844
S38E146_RES_8180 | Central | -37.4817 | 146.9789 | 1020 | 14 | 4 | 1433 | 5 | 0.9 | 4 | 28.5714 | 3.4844
S38E146_RES_8284 | Central | -37.4772 | 146.983 | 1000 | 20 | 4 | 1459 | 4.2 | 0.6 | 7 | 20 | 3.4844
S38E146_RES_8705 | Central | -37.4511 | 146.5128 | 680 | 29 | 4 | 371 | 1.1 | 0.2 | 23 | 13.7931 | 3.4844
S38E146_RES_9536 | Central | -37.4143 | 146.7915 | 1358 | 30 | 4 | 2085 | 4.1 | 0.4 | 10 | 13.3333 | 3.4844
S38E146_RES_9653 | Central | -37.4083 | 146.8348 | 1331 | 15 | 4 | 1391 | 5 | 0.9 | 4 | 26.6667 | 3.4844
S38E146_RES_9759 | Central | -37.4032 | 146.8146 | 1392 | 24 | 4 | 2844 | 5.5 | 0.5 | 7 | 16.6667 | 3.4844
S38E146_RES_9807 | Central | -37.4011 | 146.7869 | 1260 | 22 | 4 | 433 | 1.5 | 0.3 | 15 | 18.1818 | 3.4844
S38E147_RES_193 | Central | -37.6022 | 147.0637 | 659 | 25 | 4 | 562 | 1.6 | 0.2 | 18 | 16 | 3.4844
S38E147_RES_705 | Central | -37.512 | 147.0109 | 1229 | 26 | 4 | 525 | 1.3 | 0.2 | 29 | 15.3846 | 3.4844
S38E147_RES_2769 | Central | -37.3797 | 147.5169 | 1130 | 15 | 4 | 1101 | 3.9 | 0.7 | 6 | 26.6667 | 3.4844
S38E147_RES_3379 | Central | -37.3606 | 147.7172 | 700 | 27 | 4 | 433 | 1.3 | 0.2 | 22 | 14.8148 | 3.4844
S38E147_RES_3572 | Central | -37.355 | 147.645 | 850 | 23 | 4 | 643 | 1.8 | 0.3 | 15 | 17.3913 | 3.4844
S38E147_RES_3697 | Central | -37.3521 | 147.5421 | 1071 | 20 | 4 | 1646 | 4.2 | 0.5 | 7 | 20 | 3.4844
S38E147_RES_3770 | Central | -37.35 | 147.5441 | 1051 | 25 | 4 | 1231 | 2.1 | 0.2 | 20 | 16 | 3.4844
S38E147_RES_3815 | Central | -37.3489 | 147.7133 | 640 | 22 | 4 | 402 | 1.2 | 0.2 | 21 | 18.1818 | 3.4844
S38E147_RES_4707 | Central | -37.3206 | 147.6874 | 629 | 28 | 4 | 1380 | 3.1 | 0.4 | 12 | 14.2857 | 3.4844
S38E147_RES_5211 | Central | -37.3083 | 147.53 | 1240 | 29 | 4 | 1305 | 2.1 | 0.2 | 24 | 13.7931 | 3.4844
S38E147_RES_5232 | Central | -37.3079 | 147.1792 | 1172 | 21 | 4 | 940 | 2.4 | 0.3 | 15 | 19.0476 | 3.4844
S38E147_RES_10001 | Central | -37.1524 | 147.8984 | 1391 | 33 | 4 | 1485 | 2.7 | 0.2 | 14 | 12.1212 | 3.4844
S38E147_RES_10172 | Central | -37.1476 | 147.1976 | 1451 | 32 | 4 | 2117 | 3.8 | 0.3 | 12 | 12.5 | 3.4844
S38E147_RES_10208 | Central | -37.1464 | 147.1725 | 1500 | 11 | 4 | 1547 | 5.9 | 1.1 | 3 | 36.3636 | 3.4844
S38E147_RES_10287 | Central | -37.1433 | 147.2018 | 1471 | 10 | 4 | 1721 | 7 | 1.4 | 3 | 40 | 3.4844
S38E147_RES_10441 | Central | -37.1391 | 147.6851 | 909 | 23 | 4 | 563 | 1.9 | 0.3 | 11 | 17.3913 | 3.4844
S38E147_RES_10494 | Central | -37.1375 | 147.3394 | 1130 | 28 | 4 | 736 | 1.6 | 0.2 | 23 | 14.2857 | 3.4844
S38E147_RES_10508 | Central | -37.1371 | 147.1511 | 1512 | 20 | 4 | 2797 | 6.2 | 0.7 | 5 | 20 | 3.4844
S38E147_RES_10536 | Central | -37.1361 | 147.9055 | 1351 | 13 | 4 | 1869 | 6.1 | 1 | 4 | 30.7692 | 3.4844
S38E147_RES_10597 | Central | -37.1343 | 147.3518 | 1079 | 20 | 4 | 1615 | 3.9 | 0.5 | 8 | 20 | 3.4844
S38E147_RES_10640 | Central | -37.1333 | 147.9353 | 1240 | 21 | 4 | 2538 | 5.8 | 0.7 | 6 | 19.0476 | 3.4844
S38E147_RES_11034 | Central | -37.1165 | 147.3451 | 1097 | 26 | 4 | 619 | 1.5 | 0.2 | 22 | 15.3846 | 3.4844
S38E147_RES_11055 | Central | -37.1156 | 147.3291 | 1168 | 26 | 4 | 811 | 1.5 | 0.1 | 27 | 15.3846 | 3.4844
S38E147_RES_11138 | Central | -37.1135 | 147.3301 | 1191 | 33 | 4 | 1950 | 2.5 | 0.2 | 25 | 12.1212 | 3.4844
S38E147_RES_11285 | Central | -37.1084 | 147.9264 | 1188 | 26 | 4 | 997 | 2.8 | 0.4 | 10 | 15.3846 | 3.4844
S38E147_RES_11473 | Central | -37.1017 | 147.7107 | 1062 | 26 | 4 | 470 | 1.5 | 0.2 | 16 | 15.3846 | 3.4844
S38E147_RES_11567 | Central | -37.0988 | 147.9791 | 1298 | 16 | 4 | 1659 | 5.7 | 1 | 4 | 25 | 3.4844
S38E147_RES_12177 | Central | -37.0669 | 147.3386 | 1269 | 15 | 4 | 2142 | 5.6 | 0.7 | 5 | 26.6667 | 3.4844
S38E147_RES_12186 | Central | -37.0664 | 147.5622 | 951 | 25 | 4 | 1201 | 3.1 | 0.4 | 10 | 16 | 3.4844
S38E147_RES_12193 | Central | -37.066 | 147.3246 | 1299 | 31 | 4 | 978 | 1.9 | 0.2 | 23 | 12.9032 | 3.4844
S38E147_RES_12432 | Central | -37.0496 | 147.3513 | 1272 | 14 | 4 | 2211 | 7.3 | 1.2 | 3 | 28.5714 | 3.4844
S38E147_RES_12650 | Central | -37.0379 | 147.3122 | 1342 | 26 | 4 | 2706 | 5.4 | 0.5 | 8 | 15.3846 | 3.4844
S38E147_RES_12676 | Central | -37.0367 | 147.2997 | 1350 | 23 | 4 | 2192 | 4.1 | 0.4 | 10 | 17.3913 | 3.4844
S38E147_RES_12784 | Central | -37.0335 | 147.4226 | 1127 | 36 | 4 | 1288 | 2.6 | 0.3 | 16 | 11.1111 | 3.4844
S38E147_RES_13228 | Central | -37.0153 | 147.3703 | 1260 | 26 | 4 | 452 | 1.2 | 0.2 | 23 | 15.3846 | 3.4844
S38E147_RES_6109 | Central | -37.2781 | 147.4547 | 900 | 26 | 4 | 1386 | 2.6 | 0.2 | 16 | 15.3846 | 3.4844
S38E147_RES_6162 | Central | -37.2763 | 147.4521 | 897 | 33 | 4 | 1361 | 2.9 | 0.3 | 14 | 12.1212 | 3.4844
S38E147_RES_6607 | Central | -37.2632 | 147.9517 | 1109 | 28 | 4 | 557 | 1.4 | 0.2 | 21 | 14.2857 | 3.4844
S38E147_RES_6749 | Central | -37.2589 | 147.3905 | 1029 | 23 | 4 | 427 | 1.1 | 0.1 | 26 | 17.3913 | 3.4844
S38E147_RES_6929 | Central | -37.2527 | 147.403 | 1109 | 23 | 4 | 278 | 0.8 | 0.1 | 30 | 17.3913 | 3.4844
S38E147_RES_7063 | Central | -37.2483 | 147.9562 | 1012 | 27 | 4 | 582 | 1.5 | 0.2 | 24 | 14.8148 | 3.4844
S38E147_RES_7363 | Central | -37.2369 | 147.9353 | 1090 | 24 | 4 | 464 | 1.5 | 0.3 | 16 | 16.6667 | 3.4844
S38E147_RES_7464 | Central | -37.2332 | 147.2017 | 1281 | 16 | 4 | 2302 | 6 | 0.8 | 5 | 25 | 3.4844
S38E147_RES_7675 | Central | -37.2258 | 147.3833 | 1200 | 30 | 4 | 903 | 2.2 | 0.3 | 17 | 13.3333 | 3.4844
S38E147_RES_7921 | Central | -37.2194 | 147.3906 | 1260 | 20 | 4 | 872 | 3.1 | 0.6 | 6 | 20 | 3.4844
S38E147_RES_8139 | Central | -37.2136 | 147.2067 | 1360 | 13 | 4 | 2289 | 7.8 | 1.3 | 3 | 30.7692 | 3.4844
S38E147_RES_8408 | Central | -37.2047 | 147.2056 | 1340 | 30 | 4 | 2784 | 4.2 | 0.3 | 11 | 13.3333 | 3.4844
S38E147_RES_8444 | Central | -37.2039 | 147.4611 | 1340 | 26 | 4 | 1238 | 2.5 | 0.3 | 14 | 15.3846 | 3.4844
S38E147_RES_8614 | Central | -37.1988 | 147.9116 | 1309 | 27 | 4 | 1293 | 3.3 | 0.4 | 10 | 14.8148 | 3.4844
S38E147_RES_8767 | Central | -37.1944 | 147.2047 | 1340 | 19 | 4 | 2042 | 5.1 | 0.6 | 6 | 21.0526 | 3.4844
S38E147_RES_8910 | Central | -37.1904 | 147.2035 | 1347 | 14 | 4 | 2215 | 6.9 | 1.1 | 3 | 28.5714 | 3.4844
S38E147_RES_8972 | Central | -37.1888 | 147.9696 | 1128 | 25 | 4 | 1225 | 3 | 0.4 | 10 | 16 | 3.4844
S38E147_RES_9206 | Central | -37.1818 | 147.216 | 1359 | 10 | 4 | 1708 | 7.2 | 1.5 | 2 | 40 | 3.4844
S38E147_RES_9227 | Central | -37.1812 | 147.9144 | 1261 | 26 | 4 | 1665 | 2.4 | 0.2 | 20 | 15.3846 | 3.4844
S38E147_RES_9484 | Central | -37.1717 | 147.3723 | 1191 | 18 | 4 | 1510 | 4.3 | 0.6 | 6 | 22.2222 | 3.4844
S38E147_RES_9501 | Central | -37.1711 | 147.8899 | 1361 | 24 | 4 | 885 | 2.4 | 0.3 | 13 | 16.6667 | 3.4844
S38E147_RES_9528 | Central | -37.1702 | 147.1963 | 1399 | 38 | 4 | 3855 | 6.8 | 0.6 | 7 | 10.5263 | 3.4844
S38E147_RES_9780 | Central | -37.1603 | 147.2166 | 1379 | 26 | 4 | 1535 | 3.7 | 0.5 | 10 | 15.3846 | 3.4844
S38E147_RES_9813 | Central | -37.1593 | 147.8922 | 1419 | 27 | 4 | 1857 | 3.4 | 0.3 | 14 | 14.8148 | 3.4844
S38E147_RES_9816 | Central | -37.1592 | 147.65 | 760 | 34 | 4 | 2061 | 3.4 | 0.3 | 15 | 11.7647 | 3.4844
S38E147_RES_9841 | Central | -37.1583 | 147.6328 | 780 | 20 | 4 | 1702 | 4.5 | 0.6 | 6 | 20 | 3.4844
S38E147_RES_9852 | Central | -37.158 | 147.9865 | 1207 | 29 | 4 | 2420 | 5.5 | 0.6 | 7 | 13.7931 | 3.4844
S39E146_RES_109 | Central | -38.4862 | 146.4614 | 393 | 23 | 4 | 1257 | 2.4 | 0.2 | 18 | 17.3913 | 3.4844
S39E146_RES_148 | Central | -38.4775 | 146.4762 | 443 | 17 | 4 | 1384 | 3.3 | 0.4 | 9 | 23.5294 | 3.4844
S39E146_RES_233 | Central | -38.4594 | 146.591 | 389 | 28 | 4 | 1071 | 2.5 | 0.3 | 14 | 14.2857 | 3.4844
S39E146_RES_243 | Central | -38.4578 | 146.5708 | 480 | 26 | 4 | 1184 | 2.8 | 0.3 | 13 | 15.3846 | 3.4844
S39E146_RES_569 | Central | -38.4015 | 146.668 | 479 | 26 | 4 | 928 | 2 | 0.2 | 18 | 15.3846 | 3.4844
S39E146_RES_682 | Central | -38.3907 | 146.5712 | 592 | 20 | 4 | 813 | 2.5 | 0.4 | 10 | 20 | 3.4844
S39E146_RES_692 | Central | -38.39 | 146.6544 | 560 | 20 | 4 | 1271 | 3 | 0.4 | 10 | 20 | 3.4844
S39E146_RES_731 | Central | -38.3867 | 146.6708 | 540 | 35 | 4 | 1589 | 2.9 | 0.3 | 15 | 11.4286 | 3.4844
S39E146_RES_838 | Central | -38.3725 | 146.6664 | 520 | 21 | 4 | 1017 | 2.1 | 0.2 | 18 | 19.0476 | 3.4844
S39E146_RES_946 | Central | -38.3513 | 146.5628 | 441 | 21 | 4 | 1550 | 4.1 | 0.5 | 7 | 19.0476 | 3.4844
S39E146_RES_987 | Central | -38.2635 | 146.0799 | 438 | 26 | 4 | 2182 | 2.9 | 0.2 | 20 | 15.3846 | 3.4844
S37E146_RES_1010 | Central | -36.9274 | 146.316 | 832 | 16 | 3 | 991 | 2.3 | 0.3 | 10 | 18.75 | 2.6133
S37E146_RES_1026 | Central | -36.9258 | 146.2817 | 840 | 14 | 3 | 1715 | 5.5 | 0.9 | 4 | 21.4286 | 2.6133
S37E146_RES_1056 | Central | -36.9231 | 146.2817 | 840 | 17 | 3 | 1721 | 4.1 | 0.5 | 7 | 17.6471 | 2.6133
S37E146_RES_1087 | Central | -36.9207 | 146.2893 | 831 | 15 | 3 | 1307 | 2.9 | 0.3 | 8 | 20 | 2.6133
S37E146_RES_1104 | Central | -36.9184 | 146.3509 | 839 | 18 | 3 | 966 | 3.3 | 0.6 | 6 | 16.6667 | 2.6133
S37E146_RES_1498 | Central | -36.8811 | 146.2622 | 869 | 15 | 3 | 576 | 1.5 | 0.2 | 12 | 20 | 2.6133
S37E146_RES_1502 | Central | -36.8803 | 146.2411 | 890 | 9 | 3 | 1220 | 3.9 | 0.6 | 4 | 33.3333 | 2.6133
S37E146_RES_1545 | Central | -36.8773 | 146.249 | 869 | 26 | 3 | 1562 | 3 | 0.3 | 11 | 11.5385 | 2.6133
S37E146_RES_1547 | Central | -36.8773 | 146.1801 | 809 | 28 | 3 | 2453 | 4 | 0.3 | 9 | 10.7143 | 2.6133
S37E146_RES_1594 | Central | -36.8727 | 146.1282 | 681 | 20 | 3 | 1983 | 5.1 | 0.7 | 5 | 15 | 2.6133
S37E146_RES_1809 | Central | -36.8492 | 146.2604 | 779 | 12 | 3 | 1766 | 5.3 | 0.8 | 4 | 25 | 2.6133
S37E146_RES_1811 | Central | -36.8489 | 146.1873 | 753 | 11 | 3 | 2044 | 5.2 | 0.7 | 4 | 27.2727 | 2.6133
S37E146_RES_1834 | Central | -36.8467 | 146.2635 | 789 | 15 | 3 | 1778 | 4.5 | 0.6 | 5 | 20 | 2.6133
S37E146_RES_1868 | Central | -36.8436 | 146.1875 | 760 | 11 | 3 | 1982 | 6.4 | 1 | 3 | 27.2727 | 2.6133
S37E146_RES_1922 | Central | -36.8392 | 146.2607 | 761 | 13 | 3 | 1777 | 5.1 | 0.7 | 4 | 23.0769 | 2.6133
S37E146_RES_1953 | Central | -36.8356 | 146.1864 | 780 | 9 | 3 | 1529 | 5.5 | 1 | 3 | 33.3333 | 2.6133
S37E146_RES_1984 | Central | -36.8322 | 146.2 | 770 | 17 | 3 | 1983 | 4.6 | 0.5 | 6 | 17.6471 | 2.6133
S37E146_RES_2017 | Central | -36.83 | 146.1986 | 770 | 22 | 3 | 2440 | 4 | 0.3 | 10 | 13.6364 | 2.6133
S37E146_RES_2029 | Central | -36.8285 | 146.2005 | 778 | 10 | 3 | 1760 | 5.4 | 0.8 | 3 | 30 | 2.6133
S37E146_RES_2068 | Central | -36.8256 | 146.1867 | 780 | 19 | 3 | 1418 | 3.4 | 0.4 | 8 | 15.7895 | 2.6133
S37E146_RES_2209 | Central | -36.8173 | 146.236 | 761 | 19 | 3 | 1568 | 4.1 | 0.5 | 6 | 15.7895 | 2.6133
S37E146_RES_2283 | Central | -36.8111 | 146.3482 | 752 | 27 | 3 | 1617 | 2.8 | 0.2 | 11 | 11.1111 | 2.6133
S37E146_RES_2335 | Central | -36.8064 | 146.1706 | 709 | 19 | 3 | 1040 | 2.3 | 0.3 | 10 | 15.7895 | 2.6133
S37E146_RES_278 | Central | -36.9686 | 146.2597 | 930 | 20 | 3 | 1678 | 3.6 | 0.4 | 7 | 15 | 2.6133
S37E146_RES_30 | Central | -36.9925 | 146.2956 | 760 | 11 | 3 | 2198 | 7.1 | 1.1 | 3 | 27.2727 | 2.6133
S37E146_RES_400 | Central | -36.9648 | 146.2083 | 771 | 17 | 3 | 1945 | 4.9 | 0.6 | 5 | 17.6471 | 2.6133
S37E146_RES_501 | Central | -36.9608 | 146.1961 | 720 | 20 | 3 | 1431 | 3 | 0.3 | 9 | 15 | 2.6133
S37E146_RES_711 | Central | -36.9508 | 146.3324 | 789 | 23 | 3 | 1244 | 2.4 | 0.2 | 14 | 13.0435 | 2.6133
S37E146_RES_771 | Central | -36.9472 | 146.3334 | 811 | 26 | 3 | 2038 | 4.3 | 0.5 | 7 | 11.5385 | 2.6133
S37E146_RES_881 | Central | -36.9408 | 146.2711 | 890 | 17 | 3 | 991 | 2.8 | 0.4 | 7 | 17.6471 | 2.6133
S37E146_RES_934 | Central | -36.9367 | 146.334 | 821 | 19 | 3 | 1524 | 3.3 | 0.4 | 8 | 15.7895 | 2.6133
S37E146_RES_973 | Central | -36.9336 | 146.3496 | 851 | 12 | 3 | 1956 | 5.4 | 0.8 | 4 | 25 | 2.6133
S37E146_RES_2416 | Central | -36.7992 | 146.1703 | 729 | 24 | 3 | 1822 | 3.1 | 0.3 | 10 | 12.5 | 2.6133
S37E146_RES_2738 | Central | -36.7732 | 146.1944 | 651 | 21 | 3 | 1474 | 4.1 | 0.6 | 6 | 14.2857 | 2.6133
S37E146_RES_2785 | Central | -36.7677 | 146.3606 | 721 | 18 | 3 | 2576 | 5.8 | 0.7 | 5 | 16.6667 | 2.6133
S37E146_RES_2795 | Central | -36.7669 | 146.1944 | 648 | 23 | 3 | 1561 | 3.4 | 0.4 | 9 | 13.0435 | 2.6133
S37E146_RES_2725 | Central | -36.7748 | 146.5188 | 721 | 17 | 3 | 848 | 2.3 | 0.3 | 9 | 17.6471 | 2.6133
S37E146_RES_2834 | Central | -36.7633 | 146.1747 | 600 | 22 | 3 | 527 | 1.4 | 0.2 | 13 | 13.6364 | 2.6133
S37E146_RES_2852 | Central | -36.7617 | 146.2711 | 650 | 22 | 3 | 823 | 1.6 | 0.2 | 16 | 13.6364 | 2.6133
S37E146_RES_2870 | Central | -36.7585 | 146.1932 | 662 | 17 | 3 | 2602 | 5.9 | 0.7 | 4 | 17.6471 | 2.6133
S37E146_RES_3608 | Central | -36.4567 | 146.7494 | 650 | 16 | 3 | 800 | 2.4 | 0.4 | 8 | 18.75 | 2.6133
S37E146_RES_3001 | Central | -36.7211 | 146.5361 | 620 | 20 | 3 | 1165 | 2.7 | 0.3 | 10 | 15 | 2.6133
S37E146_RES_3681 | Central | -36.4464 | 146.7384 | 769 | 21 | 3 | 640 | 2 | 0.3 | 10 | 14.2857 | 2.6133
S37E146_RES_3845 | Central | -36.4272 | 146.7394 | 811 | 22 | 3 | 1179 | 2.4 | 0.2 | 12 | 13.6364 | 2.6133
S37E146_RES_3938 | Central | -36.4212 | 146.7828 | 819 | 13 | 3 | 1782 | 3.6 | 0.4 | 7 | 23.0769 | 2.6133
S37E146_RES_4051 | Central | -36.4133 | 146.7114 | 710 | 24 | 3 | 1333 | 2.3 | 0.2 | 17 | 12.5 | 2.6133
S37E146_RES_3971 | Central | -36.4182 | 146.8157 | 767 | 15 | 3 | 1698 | 5.3 | 0.8 | 4 | 20 | 2.6133
S37E146_RES_4110 | Central | -36.4103 | 146.7011 | 630 | 27 | 3 | 1426 | 2.5 | 0.2 | 14 | 11.1111 | 2.6133
S37E146_RES_4075 | Central | -36.4117 | 146.725 | 780 | 15 | 3 | 1558 | 4.4 | 0.6 | 4 | 20 | 2.6133
S37E146_RES_4199 | Central | -36.4057 | 146.9486 | 1122 | 10 | 3 | 2261 | 6.9 | 1.1 | 3 | 30 | 2.6133
S37E146_RES_4379 | Central | -36.3911 | 146.7281 | 740 | 22 | 3 | 658 | 1.8 | 0.3 | 12 | 13.6364 | 2.6133
S37E146_RES_4402 | Central | -36.3872 | 146.7161 | 700 | 12 | 3 | 1483 | 4.3 | 0.6 | 4 | 25 | 2.6133
S37E146_RES_4307 | Central | -36.3968 | 146.7858 | 741 | 9 | 3 | 1632 | 6 | 1.1 | 3 | 33.3333 | 2.6133
S37E146_RES_4287 | Central | -36.3983 | 146.7033 | 610 | 24 | 3 | 1091 | 2.5 | 0.3 | 10 | 12.5 | 2.6133
S37E146_RES_4574 | Central | -36.3533 | 146.9647 | 620 | 17 | 3 | 501 | 1.6 | 0.3 | 11 | 17.6471 | 2.6133
S37E146_RES_4552 | Central | -36.3562 | 146.7173 | 677 | 20 | 3 | 1793 | 4.1 | 0.5 | 7 | 15 | 2.6133
S37E146_RES_4557 | Central | -36.3543 | 146.7121 | 658 | 19 | 3 | 2074 | 4.6 | 0.5 | 6 | 15.7895 | 2.6133
S37E146_RES_4562 | Central | -36.3542 | 146.9739 | 680 | 24 | 3 | 1389 | 2.4 | 0.2 | 17 | 12.5 | 2.6133
S37E146_RES_4699 | Central | -36.3272 | 146.7717 | 660 | 18 | 3 | 1426 | 3.7 | 0.5 | 7 | 16.6667 | 2.6133
S37E146_RES_4663 | Central | -36.3356 | 146.9653 | 729 | 21 | 3 | 1366 | 2.7 | 0.3 | 11 | 14.2857 | 2.6133
S37E146_RES_4854 | Central | -36.2306 | 146.8922 | 650 | 10 | 3 | 1719 | 5.2 | 0.8 | 3 | 30 | 2.6133
S37E146_RES_4837 | Central | -36.2361 | 146.8849 | 638 | 15 | 3 | 2104 | 3.4 | 0.3 | 10 | 20 | 2.6133
S37E147_RES_1088 | Central | -36.8719 | 147.6747 | 810 | 17 | 3 | 836 | 2.6 | 0.4 | 8 | 17.6471 | 2.6133
S37E147_RES_12 | Central | -36.9994 | 147.964 | 1209 | 15 | 3 | 947 | 2.8 | 0.4 | 7 | 20 | 2.6133
S37E147_RES_1475 | Central | -36.8479 | 147.9365 | 1266 | 18 | 3 | 929 | 2.3 | 0.3 | 10 | 16.6667 | 2.6133
S37E147_RES_1352 | Central | -36.8568 | 147.954 | 1249 | 15 | 3 | 1208 | 3.3 | 0.5 | 6 | 20 | 2.6133
S37E147_RES_1333 | Central | -36.8579 | 147.5543 | 1088 | 17 | 3 | 1239 | 3.5 | 0.5 | 6 | 17.6471 | 2.6133
S37E147_RES_1643 | Central | -36.8353 | 147.9471 | 1331 | 17 | 3 | 743 | 1.7 | 0.2 | 14 | 17.6471 | 2.6133
S37E147_RES_1976 | Central | -36.8144 | 147.9824 | 1441 | 13 | 3 | 787 | 2.4 | 0.4 | 7 | 23.0769 | 2.6133
S37E147_RES_2002 | Central | -36.812 | 147.9714 | 1569 | 17 | 3 | 1308 | 2.7 | 0.3 | 11 | 17.6471 | 2.6133
S37E147_RES_201 | Central | -36.9863 | 147.9421 | 1191 | 13 | 3 | 786 | 2.6 | 0.4 | 6 | 23.0769 | 2.6133
S37E147_RES_2054 | Central | -36.8066 | 147.99 | 1539 | 11 | 3 | 1809 | 6.1 | 1 | 3 | 27.2727 | 2.6133
S37E147_RES_2168 | Central | -36.7989 | 147.9831 | 1440 | 29 | 3 | 365 | 1.1 | 0.2 | 20 | 10.3448 | 2.6133
S37E147_RES_214 | Central | -36.9853 | 147.8311 | 1020 | 18 | 3 | 1635 | 2.5 | 0.2 | 15 | 16.6667 | 2.6133
S37E147_RES_2301 | Central | -36.7928 | 147.9672 | 1520 | 19 | 3 | 1406 | 3.2 | 0.4 | 9 | 15.7895 | 2.6133
S37E147_RES_324 | Central | -36.9792 | 147.9395 | 1119 | 21 | 3 | 1208 | 2.1 | 0.2 | 15 | 14.2857 | 2.6133
S37E147_RES_339 | Central | -36.9786 | 147.8367 | 1050 | 24 | 3 | 985 | 2.2 | 0.3 | 12 | 12.5 | 2.6133
S37E147_RES_343 | Central | -36.9784 | 147.947 | 1149 | 17 | 3 | 1220 | 3.3 | 0.4 | 7 | 17.6471 | 2.6133
S37E147_RES_368 | Central | -36.9772 | 147.9508 | 1160 | 24 | 3 | 1195 | 2.6 | 0.3 | 11 | 12.5 | 2.6133
S37E147_RES_298 | Central | -36.9806 | 147.9356 | 1120 | 15 | 3 | 1790 | 4.6 | 0.6 | 5 | 20 | 2.6133
S37E147_RES_478 | Central | -36.9695 | 147.8703 | 991 | 16 | 3 | 880 | 2.6 | 0.4 | 7 | 18.75 | 2.6133
S37E147_RES_391 | Central | -36.9757 | 147.9329 | 1058 | 27 | 3 | 1115 | 2.2 | 0.2 | 14 | 11.1111 | 2.6133
S37E147_RES_624 | Central | -36.955 | 147.8615 | 1251 | 17 | 3 | 1306 | 2.8 | 0.3 | 10 | 17.6471 | 2.6133
S37E147_RES_776 | Central | -36.9147 | 147.5139 | 1330 | 9 | 3 | 1747 | 6.5 | 1.2 | 3 | 33.3333 | 2.6133
S37E147_RES_782 | Central | -36.9133 | 147.8197 | 1100 | 17 | 3 | 1369 | 3.4 | 0.4 | 6 | 17.6471 | 2.6133
S37E147_RES_681 | Central | -36.9459 | 147.8979 | 1059 | 18 | 3 | 1450 | 3.5 | 0.4 | 7 | 16.6667 | 2.6133
S37E147_RES_71 | Central | -36.9953 | 147.8549 | 912 | 18 | 3 | 452 | 1.4 | 0.2 | 13 | 16.6667 | 2.6133
S37E147_RES_715 | Central | -36.9347 | 147.8928 | 1131 | 16 | 3 | 1065 | 2.5 | 0.3 | 9 | 18.75 | 2.6133
S37E147_RES_81 | Central | -36.9946 | 147.9365 | 1220 | 15 | 3 | 1412 | 3.3 | 0.4 | 7 | 20 | 2.6133
S37E147_RES_2743 | Central | -36.7717 | 147.0927 | 871 | 18 | 3 | 861 | 2.1 | 0.3 | 9 | 16.6667 | 2.6133
S37E147_RES_2800 | Central | -36.769 | 147.9727 | 1319 | 20 | 3 | 781 | 2.3 | 0.3 | 9 | 15 | 2.6133
S37E147_RES_2823 | Central | -36.7681 | 147.1139 | 1010 | 16 | 3 | 1597 | 4 | 0.5 | 7 | 18.75 | 2.6133
S37E147_RES_2576 | Central | -36.7782 | 147.7893 | 1151 | 21 | 3 | 1040 | 2.6 | 0.3 | 11 | 14.2857 | 2.6133
S37E147_RES_3797 | Central | -36.6863 | 147.8991 | 1080 | 17 | 3 | 421 | 1.4 | 0.2 | 13 | 17.6471 | 2.6133
S37E147_RES_3221 | Central | -36.7351 | 147.4183 | 952 | 13 | 3 | 769 | 2.6 | 0.4 | 7 | 23.0769 | 2.6133
S37E147_RES_10036 | Central | -36.3277 | 147.5379 | 991 | 22 | 3 | 1793 | 3.7 | 0.4 | 7 | 13.6364 | 2.6133
S37E147_RES_10215 | Central | -36.3139 | 147.5206 | 980 | 19 | 3 | 1588 | 2.9 | 0.3 | 10 | 15.7895 | 2.6133
S37E147_RES_10263 | Central | -36.3101 | 147.3289 | 748 | 15 | 3 | 2048 | 4.2 | 0.4 | 7 | 20 | 2.6133
S37E147_RES_10325 | Central | -36.3064 | 147.9556 | 760 | 19 | 3 | 789 | 2.5 | 0.4 | 8 | 15.7895 | 2.6133
S37E147_RES_10370 | Central | -36.3023 | 147.9505 | 699 | 18 | 3 | 477 | 1.4 | 0.2 | 14 | 16.6667 | 2.6133
S37E147_RES_10382 | Central | -36.3009 | 147.9435 | 749 | 23 | 3 | 601 | 1.5 | 0.2 | 17 | 13.0435 | 2.6133
S37E147_RES_10423 | Central | -36.2975 | 147.9342 | 810 | 19 | 3 | 1971 | 2.8 | 0.2 | 15 | 15.7895 | 2.6133
S37E147_RES_10450 | Central | -36.2961 | 147.2881 | 579 | 20 | 3 | 1324 | 3.3 | 0.4 | 8 | 15 | 2.6133
S37E147_RES_10589 | Central | -36.2882 | 147.1521 | 662 | 11 | 3 | 1547 | 5.7 | 1.1 | 3 | 27.2727 | 2.6133
S37E147_RES_10596 | Central | -36.2877 | 147.5531 | 851 | 25 | 3 | 1303 | 2.5 | 0.2 | 14 | 12 | 2.6133
S37E147_RES_10614 | Central | -36.2853 | 147.5083 | 950 | 14 | 3 | 1463 | 4.5 | 0.7 | 4 | 21.4286 | 2.6133
S37E147_RES_10679 | Central | -36.2808 | 147.5208 | 950 | 16 | 3 | 589 | 1.8 | 0.3 | 9 | 18.75 | 2.6133
S37E147_RES_10713 | Central | -36.2789 | 147.1788 | 698 | 20 | 3 | 1457 | 2.3 | 0.2 | 15 | 15 | 2.6133
S37E147_RES_10821 | Central | -36.2728 | 147.4783 | 860 | 19 | 3 | 577 | 1.5 | 0.2 | 16 | 15.7895 | 2.6133
S37E147_RES_10833 | Central | -36.2718 | 147.1598 | 509 | 22 | 3 | 433 | 1.3 | 0.2 | 16 | 13.6364 | 2.6133
S37E147_RES_10938 | Central | -36.2661 | 147.5117 | 920 | 14 | 3 | 851 | 2.8 | 0.5 | 6 | 21.4286 | 2.6133
S37E147_RES_11017 | Central | -36.2611 | 147.4997 | 940 | 17 | 3 | 1136 | 3 | 0.4 | 7 | 17.6471 | 2.6133
S37E147_RES_11048 | Central | -36.2593 | 147.4914 | 941 | 17 | 3 | 1823 | 4 | 0.4 | 6 | 17.6471 | 2.6133
S37E147_RES_11110 | Central | -36.2554 | 147.4851 | 939 | 14 | 3 | 2357 | 6.2 | 0.8 | 4 | 21.4286 | 2.6133
S37E147_RES_11152 | Central | -36.2521 | 147.4577 | 857 | 18 | 3 | 832 | 2.2 | 0.3 | 11 | 16.6667 | 2.6133
S37E147_RES_11202 | Central | -36.2477 | 147.202 | 669 | 10 | 3 | 1835 | 5.5 | 0.8 | 3 | 30 | 2.6133
S37E147_RES_11247 | Central | -36.2443 | 147.5956 | 768 | 16 | 3 | 1742 | 3.8 | 0.4 | 6 | 18.75 | 2.6133
S37E147_RES_11269 | Central | -36.2426 | 147.4765 | 789 | 23 | 3 | 999 | 2.2 | 0.2 | 14 | 13.0435 | 2.6133
S37E147_RES_11352 | Central | -36.2356 | 147.4088 | 539 | 15 | 3 | 1017 | 3.3 | 0.5 | 5 | 20 | 2.6133
S37E147_RES_11524 | Central | -36.2089 | 147.5409 | 921 | 19 | 3 | 2018 | 4.3 | 0.5 | 7 | 15.7895 | 2.6133
S37E147_RES_11541 | Central | -36.2058 | 147.9978 | 721 | 18 | 3 | 1463 | 2.6 | 0.2 | 12 | 16.6667 | 2.6133
S37E147_RES_11550 | Central | -36.2027 | 147.6017 | 731 | 15 | 3 | 1652 | 3.7 | 0.4 | 6 | 20 | 2.6133
S37E147_RES_11648 | Central | -36.1791 | 147.1473 | 479 | 16 | 3 | 618 | 2 | 0.3 | 8 | 18.75 | 2.6133
S37E147_RES_11666 | Central | -36.1743 | 147.4517 | 748 | 10 | 3 | 1975 | 5.7 | 0.8 | 3 | 30 | 2.6133
S37E147_RES_11667 | Central | -36.1742 | 147.1647 | 600 | 9 | 3 | 1552 | 5.3 | 0.9 | 3 | 33.3333 | 2.6133
S37E147_RES_11669 | Central | -36.1736 | 147.4602 | 689 | 22 | 3 | 989 | 2 | 0.2 | 13 | 13.6364 | 2.6133
S37E147_RES_11733 | Central | -36.1627 | 147.4399 | 640 | 19 | 3 | 980 | 2.5 | 0.3 | 9 | 15.7895 | 2.6133
S37E147_RES_11933 | Central | -36.1296 | 147.5907 | 751 | 11 | 3 | 1429 | 4.6 | 0.7 | 4 | 27.2727 | 2.6133
S37E147_RES_11968 | Central | -36.1275 | 147.4305 | 719 | 24 | 3 | 1070 | 2.9 | 0.4 | 8 | 12.5 | 2.6133
S37E147_RES_12006 | Central | -36.1256 | 147.5906 | 750 | 12 | 3 | 1536 | 5.2 | 0.9 | 3 | 25 | 2.6133
S37E147_RES_12071 | Central | -36.1225 | 147.5857 | 761 | 14 | 3 | 1606 | 4.1 | 0.5 | 5 | 21.4286 | 2.6133
S37E147_RES_12081 | Central | -36.1221 | 147.5874 | 749 | 15 | 3 | 1542 | 4.8 | 0.7 | 4 | 20 | 2.6133
S37E147_RES_12223 | Central | -36.1167 | 147.2144 | 560 | 20 | 3 | 701 | 1.9 | 0.2 | 10 | 15 | 2.6133
S37E147_RES_12436 | Central | -36.1065 | 147.6068 | 752 | 24 | 3 | 1167 | 2.3 | 0.2 | 12 | 12.5 | 2.6133
S37E147_RES_12484 | Central | -36.1031 | 147.5164 | 670 | 27 | 3 | 674 | 1.6 | 0.2 | 17 | 11.1111 | 2.6133
S37E147_RES_12705 | Central | -36.0829 | 147.5897 | 599 | 18 | 3 | 653 | 2 | 0.3 | 9 | 16.6667 | 2.6133
S37E147_RES_12802 | Central | -36.0714 | 147.5272 | 560 | 19 | 3 | 1489 | 2.8 | 0.3 | 10 | 15.7895 | 2.6133
S37E147_RES_4560 | Central | -36.6489 | 147.7558 | 1020 | 13 | 3 | 428 | 1.9 | 0.4 | 7 | 23.0769 | 2.6133
S37E147_RES_4597 | Central | -36.6461 | 147.2153 | 790 | 17 | 3 | 342 | 1.1 | 0.2 | 13 | 17.6471 | 2.6133
S37E147_RES_4869 | Central | -36.6322 | 147.9425 | 1340 | 17 | 3 | 328 | 0.9 | 0.1 | 24 | 17.6471 | 2.6133
S37E147_RES_4989 | Central | -36.6272 | 147.1884 | 801 | 17 | 3 | 390 | 1.4 | 0.3 | 12 | 17.6471 | 2.6133
S37E147_RES_5457 | Central | -36.6008 | 147.1614 | 820 | 17 | 3 | 409 | 1.4 | 0.2 | 11 | 17.6471 | 2.6133
S37E147_RES_6508 | Central | -36.5472 | 147.9294 | 1100 | 18 | 3 | 712 | 2.2 | 0.3 | 8 | 16.6667 | 2.6133
S37E147_RES_6626 | Central | -36.5386 | 147.9489 | 1170 | 11 | 3 | 1719 | 4.6 | 0.6 | 4 | 27.2727 | 2.6133
S37E147_RES_6627 | Central | -36.5386 | 147.955 | 1210 | 18 | 3 | 1166 | 2.2 | 0.2 | 12 | 16.6667 | 2.6133
S37E147_RES_6734 | Central | -36.5288 | 147.934 | 1108 | 12 | 3 | 1973 | 6 | 0.9 | 4 | 25 | 2.6133
S37E147_RES_6738 | Central | -36.5283 | 147.9864 | 1410 | 17 | 3 | 620 | 2.1 | 0.4 | 9 | 17.6471 | 2.6133
S37E147_RES_6824 | Central | -36.5203 | 147.9651 | 1229 | 17 | 3 | 1408 | 3.1 | 0.4 | 8 | 17.6471 | 2.6133
S37E147_RES_6977 | Central | -36.5093 | 147.1208 | 862 | 20 | 3 | 763 | 2.7 | 0.5 | 7 | 15 | 2.6133
S37E147_RES_7001 | Central | -36.5079 | 147.9993 | 1269 | 16 | 3 | 1091 | 3.4 | 0.5 | 6 | 18.75 | 2.6133
S37E147_RES_7005 | Central | -36.5075 | 147.9997 | 1270 | 14 | 3 | 1878 | 4.6 | 0.6 | 5 | 21.4286 | 2.6133
S37E147_RES_7006 | Central | -36.5074 | 147.9693 | 1248 | 10 | 3 | 1847 | 5.7 | 0.9 | 3 | 30 | 2.6133
S37E147_RES_7018 | Central | -36.5064 | 147.9319 | 1150 | 17 | 3 | 1210 | 2.4 | 0.2 | 11 | 17.6471 | 2.6133
S37E147_RES_7022 | Central | -36.5062 | 147.9474 | 1169 | 21 | 3 | 2005 | 3.3 | 0.3 | 13 | 14.2857 | 2.6133
S37E147_RES_7225 | Central | -36.4983 | 147.9447 | 1080 | 21 | 3 | 744 | 1.6 | 0.2 | 16 | 14.2857 | 2.6133
S37E147_RES_7248 | Central | -36.4975 | 147.1286 | 730 | 16 | 3 | 571 | 1.6 | 0.2 | 11 | 18.75 | 2.6133
S37E147_RES_7322 | Central | -36.4942 | 147.1547 | 870 | 14 | 3 | 615 | 1.9 | 0.3 | 8 | 21.4286 | 2.6133
S37E147_RES_7366 | Central | -36.4926 | 147.8843 | 1189 | 12 | 3 | 1749 | 5.6 | 0.9 | 4 | 25 | 2.6133
S37E147_RES_7546 | Central | -36.4853 | 147.7917 | 950 | 17 | 3 | 818 | 2 | 0.2 | 12 | 17.6471 | 2.6133
S37E147_RES_7679 | Central | -36.4779 | 147.661 | 1198 | 15 | 3 | 1681 | 4.1 | 0.5 | 6 | 20 | 2.6133
S37E147_RES_7862 | Central | -36.47 | 147.7062 | 1079 | 22 | 3 | 513 | 1.3 | 0.2 | 19 | 13.6364 | 2.6133
S37E147_RES_7926 | Central | -36.4678 | 147.9831 | 1191 | 17 | 3 | 563 | 1.9 | 0.3 | 9 | 17.6471 | 2.6133
S37E147_RES_8018 | Central | -36.4646 | 147.8985 | 1005 | 17 | 3 | 347 | 1.2 | 0.2 | 16 | 17.6471 | 2.6133
S37E147_RES_8080 | Central | -36.4617 | 147.6607 | 1109 | 21 | 3 | 953 | 2.1 | 0.2 | 13 | 14.2857 | 2.6133
S37E147_RES_8104 | Central | -36.4608 | 147.7652 | 939 | 26 | 3 | 811 | 2 | 0.2 | 13 | 11.5385 | 2.6133
S37E147_RES_8801 | Central | -36.4313 | 147.8909 | 969 | 18 | 3 | 824 | 1.8 | 0.2 | 16 | 16.6667 | 2.6133
S37E147_RES_8804 | Central | -36.4311 | 147.9722 | 950 | 18 | 3 | 570 | 1.6 | 0.2 | 11 | 16.6667 | 2.6133
S37E147_RES_8811 | Central | -36.4307 | 147.6438 | 948 | 17 | 3 | 812 | 2.3 | 0.3 | 9 | 17.6471 | 2.6133
S37E147_RES_9217 | Central | -36.4141 | 147.6534 | 1008 | 20 | 3 | 621 | 1.3 | 0.1 | 20 | 15 | 2.6133
S37E147_RES_9296 | Central | -36.4111 | 147.4604 | 652 | 20 | 3 | 718 | 1.8 | 0.2 | 13 | 15 | 2.6133
S37E147_RES_9310 | Central | -36.4106 | 147.6494 | 1060 | 16 | 3 | 2159 | 4.5 | 0.5 | 7 | 18.75 | 2.6133
S37E147_RES_9380 | Central | -36.4068 | 147.6557 | 1088 | 18 | 3 | 2383 | 3.8 | 0.3 | 8 | 16.6667 | 2.6133
S37E147_RES_9478 | Central | -36.3982 | 147.3815 | 591 | 9 | 3 | 1317 | 4.4 | 0.7 | 4 | 33.3333 | 2.6133
S38E146_RES_1073 | Central | -37.8637 | 146.0784 | 548 | 13 | 3 | 1814 | 4.8 | 0.6 | 4 | 23.0769 | 2.6133
S38E146_RES_1045 | Central | -37.865 | 146.6419 | 490 | 16 | 3 | 415 | 1.4 | 0.2 | 11 | 18.75 | 2.6133
S38E146_RES_1414 | Central | -37.8467 | 146.1297 | 640 | 15 | 3 | 586 | 1.9 | 0.3 | 8 | 20 | 2.6133
S38E146_RES_1278 | Central | -37.8528 | 146.1144 | 651 | 12 | 3 | 1249 | 3.5 | 0.5 | 5 | 25 | 2.6133
S38E146_RES_129 | Central | -37.9381 | 146.5411 | 490 | 19 | 3 | 842 | 2.1 | 0.3 | 13 | 15.7895 | 2.6133
S38E146_RES_1145 | Central | -37.8594 | 146.0708 | 589 | 15 | 3 | 1253 | 3.1 | 0.4 | 7 | 20 | 2.6133
S38E146_RES_1587 | Central | -37.8393 | 146.6523 | 449 | 15 | 3 | 611 | 1.5 | 0.2 | 14 | 20 | 2.6133
S38E146_RES_1920 | Central | -37.8264 | 146.0989 | 1040 | 16 | 3 | 815 | 2.1 | 0.3 | 10 | 18.75 | 2.6133
S38E146_RES_1932 | Central | -37.826 | 146.3371 | 1138 | 10 | 3 | 1484 | 4.2 | 0.6 | 4 | 30 | 2.6133
S38E146_RES_18 | Central | -37.9625 | 146.5892 | 390 | 20 | 3 | 777 | 2.1 | 0.3 | 11 | 15 | 2.6133
S38E146_RES_189 | Central | -37.9264 | 146.4666 | 581 | 9 | 3 | 1802 | 5.6 | 0.9 | 3 | 33.3333 | 2.6133
S38E146_RES_2126 | Central | -37.8186 | 146.6253 | 480 | 16 | 3 | 816 | 2.4 | 0.3 | 9 | 18.75 | 2.6133
S38E146_RES_2157 | Central | -37.8177 | 146.229 | 1218 | 13 | 3 | 469 | 1.5 | 0.2 | 14 | 23.0769 | 2.6133
S38E146_RES_202 | Central | -37.9244 | 146.5442 | 501 | 14 | 3 | 569 | 1.6 | 0.2 | 12 | 21.4286 | 2.6133
S38E146_RES_2030 | Central | -37.8222 | 146.0697 | 820 | 24 | 3 | 989 | 2.3 | 0.3 | 13 | 12.5 | 2.6133
S38E146_RES_2325 | Central | -37.8112 | 146.0808 | 918 | 18 | 3 | 1748 | 3.6 | 0.4 | 8 | 16.6667 | 2.6133
S38E146_RES_2518 | Central | -37.8044 | 146.2262 | 1179 | 25 | 3 | 235 | 0.4 | 0 | 86 | 12 | 2.6133
S38E146_RES_2525 | Central | -37.8041 | 146.0394 | 691 | 20 | 3 | 903 | 2.9 | 0.5 | 7 | 15 | 2.6133
S38E146_RES_370 | Central | -37.9108 | 146.3028 | 790 | 17 | 3 | 600 | 1.7 | 0.2 | 10 | 17.6471 | 2.6133
S38E146_RES_422 | Central | -37.9086 | 146.286 | 732 | 11 | 3 | 1341 | 3.8 | 0.5 | 5 | 27.2727 | 2.6133
S38E146_RES_281 | Central | -37.9172 | 146.5433 | 500 | 17 | 3 | 371 | 0.9 | 0.1 | 27 | 17.6471 | 2.6133
S38E146_RES_667 | Central | -37.8914 | 146.0706 | 510 | 17 | 3 | 1342 | 3.8 | 0.5 | 5 | 17.6471 | 2.6133
S38E146_RES_664 | Central | -37.8916 | 146.0661 | 521 | 13 | 3 | 1550 | 4.2 | 0.6 | 5 | 23.0769 | 2.6133
S38E146_RES_48 | Central | -37.9566 | 146.5722 | 429 | 17 | 3 | 827 | 2.4 | 0.4 | 9 | 17.6471 | 2.6133
S38E146_RES_486 | Central | -37.9052 | 146.0783 | 509 | 13 | 3 | 1656 | 4.4 | 0.6 | 5 | 23.0769 | 2.6133
S38E146_RES_892 | Central | -37.8727 | 146.5485 | 577 | 18 | 3 | 525 | 1.4 | 0.2 | 14 | 16.6667 | 2.6133
S38E146_RES_858 | Central | -37.8746 | 146.5587 | 649 | 13 | 3 | 1496 | 3.4 | 0.4 | 7 | 23.0769 | 2.6133
S38E146_RES_91 | Central | -37.947 | 146.565 | 409 | 23 | 3 | 791 | 2 | 0.3 | 13 | 13.0435 | 2.6133
S38E146_RES_2871 | Central | -37.7887 | 146.2959 | 1221 | 24 | 3 | 1438 | 2.4 | 0.2 | 16 | 12.5 | 2.6133
S38E146_RES_2731 | Central | -37.7942 | 146.0472 | 790 | 15 | 3 | 1898 | 4.6 | 0.6 | 6 | 20 | 2.6133
S38E146_RES_2764 | Central | -37.793 | 146.3321 | 942 | 13 | 3 | 913 | 2.3 | 0.3 | 9 | 23.0769 | 2.6133
S38E146_RES_3040 | Central | -37.7825 | 146.1822 | 1090 | 12 | 3 | 1160 | 4 | 0.7 | 4 | 25 | 2.6133
S38E146_RES_3051 | Central | -37.7822 | 146.1438 | 1049 | 16 | 3 | 1229 | 2.7 | 0.3 | 10 | 18.75 | 2.6133
S38E146_RES_3067 | Central | -37.7819 | 146.5944 | 611 | 16 | 3 | 710 | 1.6 | 0.2 | 15 | 18.75 | 2.6133
S38E146_RES_3190 | Central | -37.7777 | 146.1585 | 978 | 21 | 3 | 678 | 1.5 | 0.2 | 19 | 14.2857 | 2.6133
S38E146_RES_3254 | Central | -37.7765 | 146.0895 | 859 | 17 | 3 | 1384 | 3.4 | 0.4 | 8 | 17.6471 | 2.6133
S38E146_RES_3388 | Central | -37.7735 | 146.2769 | 1111 | 12 | 3 | 1260 | 2.6 | 0.3 | 10 | 25 | 2.6133
S38E146_RES_3401 | Central | -37.7732 | 146.2718 | 1179 | 13 | 3 | 1519 | 4.3 | 0.6 | 5 | 23.0769 | 2.6133
S38E146_RES_3404 | Central | -37.7731 | 146.1606 | 1020 | 23 | 3 | 1515 | 2.8 | 0.3 | 10 | 13.0435 | 2.6133
S38E146_RES_3438 | Central | -37.7722 | 146.1922 | 1110 | 13 | 3 | 1799 | 4.2 | 0.5 | 5 | 23.0769 | 2.6133
S38E146_RES_3590 | Central | -37.7675 | 146.2914 | 930 | 18 | 3 | 432 | 1.1 | 0.2 | 22 | 16.6667 | 2.6133
S38E146_RES_3556 | Central | -37.7686 | 146.2956 | 980 | 16 | 3 | 1483 | 4.3 | 0.6 | 4 | 18.75 | 2.6133
S38E146_RES_3569 | Central | -37.7681 | 146.1646 | 1061 | 17 | 3 | 1433 | 3.5 | 0.4 | 7 | 17.6471 | 2.6133
S38E146_RES_3650 | Central | -37.7653 | 146.0876 | 939 | 19 | 3 | 1439 | 3.5 | 0.4 | 7 | 15.7895 | 2.6133
S38E146_RES_3655 | Central | -37.7652 | 146.2738 | 1117 | 20 | 3 | 1385 | 2.8 | 0.3 | 10 | 15 | 2.6133
S38E146_RES_3792 | Central | -37.76 | 146.5697 | 760 | 16 | 3 | 346 | 1.2 | 0.2 | 15 | 18.75 | 2.6133
S38E146_RES_3819 | Central | -37.7589 | 146.26 | 1040 | 15 | 3 | 1211 | 3.4 | 0.5 | 6 | 20 | 2.6133
S38E146_RES_3822 | Central | -37.7586 | 146.1896 | 1109 | 17 | 3 | 995 | 1.5 | 0.1 | 23 | 17.6471 | 2.6133
S38E146_RES_3777 | Central | -37.7604 | 146.0873 | 948 | 13 | 3 | 2062 | 6 | 0.9 | 3 | 23.0769 | 2.6133
S38E146_RES_3953 | Central | -37.7522 | 146.2439 | 1071 | 15 | 3 | 1223 | 2.5 | 0.2 | 10 | 20 | 2.6133
S38E146_RES_4026 | Central | -37.7485 | 146.1762 | 991 | 16 | 3 | 544 | 1.6 | 0.2 | 11 | 18.75 | 2.6133
S38E146_RES_4059 | Central | -37.7466 | 146.1851 | 1019 | 12 | 3 | 926 | 1.9 | 0.2 | 12 | 25 | 2.6133
S38E146_RES_4101 | Central | -37.7436 | 146.5681 | 900 | 15 | 3 | 729 | 2.4 | 0.4 | 7 | 20 | 2.6133
S38E146_RES_4323 | Central | -37.7264 | 146.5208 | 1030 | 19 | 3 | 507 | 1.5 | 0.2 | 13 | 15.7895 | 2.6133
S38E146_RES_4248 | Central | -37.7321 | 146.1974 | 1000 | 16 | 3 | 1260 | 3 | 0.4 | 8 | 18.75 | 2.6133
S38E146_RES_4243 | Central | -37.7325 | 146.2075 | 1040 | 17 | 3 | 1811 | 3.1 | 0.3 | 10 | 17.6471 | 2.6133
S38E146_RES_4736 | Central | -37.6906 | 146.1588 | 1089 | 12 | 3 | 1607 | 4.2 | 0.6 | 5 | 25 | 2.6133
S38E146_RES_4357 | Central | -37.7242 | 146.1666 | 1019 | 29 | 3 | 1873 | 3.6 | 0.4 | 10 | 10.3448 | 2.6133
S38E146_RES_4429 | Central | -37.7189 | 146.16 | 1030 | 21 | 3 | 1824 | 4.2 | 0.5 | 6 | 14.2857 | 2.6133
S38E146_RES_4559 | Central | -37.7067 | 146.1464 | 1040 | 12 | 3 | 1050 | 3.2 | 0.5 | 5 | 25 | 2.6133
S38E146_RES_4560 | Central | -37.7067 | 146.1481 | 1030 | 11 | 3 | 1484 | 5.2 | 0.9 | 3 | 27.2727 | 2.6133
S38E146_RES_5097 | Central | -37.6558 | 146.4934 | 1239 | 26 | 3 | 1626 | 2.2 | 0.1 | 22 | 11.5385 | 2.6133
S38E146_RES_4753 | Central | -37.6881 | 146.1596 | 1082 | 23 | 3 | 2675 | 3.5 | 0.2 | 13 | 13.0435 | 2.6133
S38E146_RES_5192 | Central | -37.6494 | 146.5081 | 1110 | 17 | 3 | 315 | 1.1 | 0.2 | 17 | 17.6471 | 2.6133
S38E146_RES_5217 | Central | -37.6481 | 146.0719 | 1050 | 14 | 3 | 2151 | 6.2 | 0.9 | 4 | 21.4286 | 2.6133
S38E146_RES_5281 | Central | -37.6417 | 146.1242 | 1139 | 24 | 3 | 2398 | 3.8 | 0.3 | 11 | 12.5 | 2.6133
S38E146_RES_5248 | Central | -37.6451 | 146.0715 | 1060 | 14 | 3 | 2034 | 5.3 | 0.7 | 5 | 21.4286 | 2.6133
S38E146_RES_5251 | Central | -37.644 | 146.1422 | 1151 | 19 | 3 | 2527 | 4 | 0.3 | 11 | 15.7895 | 2.6133
S38E146_RES_5254 | Central | -37.6436 | 146.0341 | 971 | 24 | 3 | 903 | 2 | 0.2 | 16 | 12.5 | 2.6133
S38E146_RES_5256 | Central | -37.6432 | 146.1569 | 1151 | 17 | 3 | 970 | 2.7 | 0.4 | 9 | 17.6471 | 2.6133
S38E146_RES_5437 | Central | -37.6335 | 146.1715 | 1099 | 16 | 3 | 284 | 0.9 | 0.1 | 20 | 18.75 | 2.6133
S38E146_RES_5372 | Central | -37.6367 | 146.0307 | 971 | 18 | 3 | 1229 | 2.4 | 0.2 | 12 | 16.6667 | 2.6133
S38E146_RES_5531 | Central | -37.6294 | 146.1761 | 1150 | 21 | 3 | 1027 | 2 | 0.2 | 16 | 14.2857 | 2.6133
S38E146_RES_5458 | Central | -37.6325 | 146.4708 | 1160 | 13 | 3 | 587 | 2 | 0.3 | 8 | 23.0769 | 2.6133
S38E146_RES_5482 | Central | -37.6314 | 146.1244 | 1170 | 10 | 3 | 1532 | 5.3 | 0.9 | 3 | 30 | 2.6133
S38E146_RES_5524 | Central | -37.6297 | 146.1183 | 1150 | 13 | 3 | 2089 | 5.2 | 0.7 | 4 | 23.0769 | 2.6133
S38E146_RES_10019 | Central | -37.3903 | 146.8208 | 1360 | 20 | 3 | 1738 | 2.4 | 0.2 | 16 | 15 | 2.6133
S38E146_RES_10059 | Central | -37.3877 | 146.813 | 1371 | 16 | 3 | 2734 | 6.6 | 0.8 | 4 | 18.75 | 2.6133
S38E146_RES_11757 | Central | -37.1273 | 146.5296 | 1322 | 14 | 3 | 1027 | 2.5 | 0.3 | 10 | 21.4286 | 2.6133
S38E146_RES_12032 | Central | -37.0873 | 146.4214 | 1321 | 17 | 3 | 372 | 1.2 | 0.2 | 17 | 17.6471 | 2.6133
S38E146_RES_12192 | Central | -37.0633 | 146.3194 | 850 | 21 | 3 | 2055 | 4.9 | 0.6 | 6 | 14.2857 | 2.6133
S38E146_RES_12273 | Central | -37.0539 | 146.252 | 751 | 14 | 3 | 2191 | 6.3 | 0.9 | 4 | 21.4286 | 2.6133
S38E146_RES_12663 | Central | -37.0253 | 146.4036 | 1080 | 9 | 3 | 1548 | 5.4 | 0.9 | 3 | 33.3333 | 2.6133
S38E146_RES_5616 | Central | -37.6248 | 146.1225 | 1159 | 12 | 3 | 1892 | 4.4 | 0.5 | 5 | 25 | 2.6133
S38E146_RES_5699 | Central | -37.6204 | 146.3583 | 959 | 15 | 3 | 525 | 1.6 | 0.2 | 11 | 20 | 2.6133
S38E146_RES_5748 | Central | -37.6188 | 146.1273 | 1108 | 19 | 3 | 482 | 1.3 | 0.2 | 17 | 15.7895 | 2.6133
S38E146_RES_5923 | Central | -37.6085 | 146.1321 | 1171 | 13 | 3 | 1917 | 5.6 | 0.8 | 4 | 23.0769 | 2.6133
S38E146_RES_6097 | Central | -37.6 | 146.1311 | 1039 | 24 | 3 | 254 | 0.8 | 0.1 | 26 | 12.5 | 2.6133
S38E146_RES_6373 | Central | -37.5865 | 146.4811 | 1141 | 19 | 3 | 1662 | 3.3 | 0.3 | 10 | 15.7895 | 2.6133
S38E146_RES_6384 | Central | -37.586 | 146.5132 | 1137 | 9 | 3 | 1490 | 4.4 | 0.6 | 4 | 33.3333 | 2.6133
S38E146_RES_6838 | Central | -37.5471 | 146.4576 | 919 | 15 | 3 | 334 | 1.1 | 0.2 | 16 | 20 | 2.6133
S38E146_RES_6860 | Central | -37.5457 | 146.4833 | 1288 | 17 | 3 | 2219 | 4.8 | 0.5 | 5 | 17.6471 | 2.6133
S38E146_RES_6960 | Central | -37.54 | 146.4769 | 1220 | 24 | 3 | 1497 | 1.5 | 0.1 | 35 | 12.5 | 2.6133
S38E146_RES_7072 | Central | -37.5317 | 146.4367 | 930 | 18 | 3 | 346 | 1.2 | 0.2 | 15 | 16.6667 | 2.6133
S38E146_RES_7150 | Central | -37.5269 | 146.4452 | 1001 | 14 | 3 | 556 | 1.5 | 0.2 | 14 | 21.4286 | 2.6133
S38E146_RES_7404 | Central | -37.5117 | 146.9714 | 1060 | 9 | 3 | 1719 | 7 | 1.4 | 2 | 33.3333 | 2.6133
S38E146_RES_7439 | Central | -37.5097 | 146.9753 | 1060 | 14 | 3 | 1409 | 4.4 | 0.7 | 4 | 21.4286 | 2.6133
S38E146_RES_7475 | Central | -37.5082 | 146.1533 | 899 | 17 | 3 | 482 | 1.6 | 0.3 | 10 | 17.6471 | 2.6133
S38E146_RES_7579 | Central | -37.5028 | 146.9913 | 1109 | 17 | 3 | 593 | 2.1 | 0.4 | 9 | 17.6471 | 2.6133
S38E146_RES_7660 | Central | -37.4995 | 146.9442 | 1091 | 16 | 3 | 1187 | 3.2 | 0.4 | 6 | 18.75 | 2.6133
S38E146_RES_7986 | Central | -37.4883 | 146.1481 | 780 | 17 | 3 | 384 | 0.9 | 0.1 | 29 | 17.6471 | 2.6133
S38E146_RES_8065 | Central | -37.4864 | 146.9799 | 1012 | 13 | 3 | 1428 | 4.9 | 0.8 | 4 | 23.0769 | 2.6133
S38E146_RES_8787 | Central | -37.4475 | 146.8288 | 1429 | 23 | 3 | 587 | 1.3 | 0.1 | 20 | 13.0435 | 2.6133
S38E146_RES_8933 | Central | -37.4422 | 146.7589 | 1440 | 12 | 3 | 1396 | 4.7 | 0.8 | 4 | 25 | 2.6133
S38E146_RES_9394 | Central | -37.4222 | 146.8157 | 1421 | 20 | 3 | 1354 | 2.5 | 0.2 | 13 | 15 | 2.6133
S38E146_RES_9650 | Central | -37.4083 | 146.8138 | 1371 | 32 | 3 | 1033 | 1.8 | 0.1 | 23 | 9.375 | 2.6133
S38E146_RES_9808 | Central | -37.4011 | 146.8356 | 1330 | 20 | 3 | 1367 | 2.8 | 0.3 | 11 | 15 | 2.6133
S38E146_RES_9900 | Central | -37.3956 | 146.7851 | 1273 | 22 | 3 | 792 | 1.7 | 0.2 | 17 | 13.6364 | 2.6133
S38E146_RES_9904 | Central | -37.3954 | 146.8124 | 1357 | 21 | 3 | 1651 | 2.5 | 0.2 | 14 | 14.2857 | 2.6133
S38E146_RES_9909 | Central | -37.3952 | 146.8261 | 1391 | 22 | 3 | 2480 | 4.6 | 0.4 | 7 | 13.6364 | 2.6133
S38E146_RES_9947 | Central | -37.3937 | 146.7905 | 1219 | 22 | 3 | 414 | 1.1 | 0.2 | 21 | 13.6364 | 2.6133
S38E147_RES_1008 | Central | -37.4839 | 147.0231 | 1100 | 12 | 3 | 1286 | 4.4 | 0.8 | 4 | 25 | 2.6133
S38E147_RES_1204 | Central | -37.4698 | 147.0115 | 1139 | 15 | 3 | 1422 | 3.6 | 0.5 | 7 | 20 | 2.6133
S38E147_RES_1279 | Central | -37.4647 | 147.6883 | 690 | 23 | 3 | 550 | 1.7 | 0.3 | 13 | 13.0435 | 2.6133
S38E147_RES_1343 | Central | -37.4611 | 147.0311 | 1210 | 19 | 3 | 1138 | 3 | 0.4 | 9 | 15.7895 | 2.6133
S38E147_RES_1366 | Central | -37.4599 | 147.682 | 671 | 18 | 3 | 452 | 1.4 | 0.2 | 13 | 16.6667 | 2.6133
S38E147_RES_1384 | Central | -37.4587 | 147.0267 | 1212 | 16 | 3 | 1008 | 3 | 0.5 | 7 | 18.75 | 2.6133
S38E147_RES_1456 | Central | -37.4525 | 147.6758 | 719 | 22 | 3 | 532 | 1.5 | 0.2 | 14 | 13.6364 | 2.6133
S38E147_RES_1686 | Central | -37.4258 | 147.5351 | 659 | 15 | 3 | 655 | 1.9 | 0.3 | 10 | 20 | 2.6133
S38E147_RES_1955 | Central | -37.4112 | 147.6393 | 847 | 19 | 3 | 1329 | 3.7 | 0.5 | 6 | 15.7895 | 2.6133
S38E147_RES_2329 | Central | -37.3968 | 147.5596 | 857 | 22 | 3 | 693 | 1.8 | 0.2 | 14 | 13.6364 | 2.6133
S38E147_RES_2455 | Central | -37.3919 | 147.1656 | 919 | 21 | 3 | 563 | 1.6 | 0.2 | 13 | 14.2857 | 2.6133
S38E147_RES_261 | Central | -37.5972 | 147.2848 | 459 | 20 | 3 | 1112 | 2.3 | 0.2 | 13 | 15 | 2.6133
S38E147_RES_303 | Central | -37.5917 | 147.066 | 771 | 17 | 3 | 859 | 2.1 | 0.3 | 10 | 17.6471 | 2.6133
S38E147_RES_394 | Central | -37.5614 | 147.0045 | 739 | 20 | 3 | 340 | 0.9 | 0.1 | 27 | 15 | 2.6133
S38E147_RES_579 | Central | -37.5256 | 147.9064 | 440 | 17 | 3 | 556 | 1.7 | 0.2 | 10 | 17.6471 | 2.6133
S38E147_RES_887 | Central | -37.495 | 147.0221 | 1139 | 21 | 3 | 513 | 1.5 | 0.2 | 14 | 14.2857 | 2.6133
S38E147_RES_2647 | Central | -37.3842 | 147.182 | 1028 | 26 | 3 | 557 | 1.3 | 0.2 | 20 | 11.5385 | 2.6133
S38E147_RES_2663 | Central | -37.3838 | 147.9429 | 659 | 17 | 3 | 544 | 1.3 | 0.2 | 16 | 17.6471 | 2.6133
S38E147_RES_2915 | Central | -37.3751 | 147.7099 | 789 | 22 | 3 | 452 | 1.2 | 0.2 | 18 | 13.6364 | 2.6133
S38E147_RES_3071 | Central | -37.3703 | 147.6647 | 820 | 17 | 3 | 532 | 1.5 | 0.2 | 13 | 17.6471 | 2.6133
S38E147_RES_3577 | Central | -37.3549 | 147.2335 | 689 | 12 | 3 | 359 | 1.2 | 0.2 | 13 | 25 | 2.6133
S38E147_RES_4000 | Central | -37.3425 | 147.5619 | 1150 | 20 | 3 | 526 | 1.4 | 0.2 | 17 | 15 | 2.6133
S38E147_RES_4226 | Central | -37.3369 | 147.6864 | 650 | 17 | 3 | 303 | 0.9 | 0.1 | 20 | 17.6471 | 2.6133
S38E147_RES_4238 | Central | -37.3367 | 147.7146 | 619 | 17 | 3 | 940 | 2.6 | 0.4 | 7 | 17.6471 | 2.6133
S38E147_RES_4260 | Central | -37.336 | 147.7093 | 568 | 20 | 3 | 841 | 2 | 0.2 | 13 | 15 | 2.6133
S38E147_RES_4320 | Central | -37.3343 | 147.6569 | 819 | 23 | 3 | 656 | 1.9 | 0.3 | 12 | 13.0435 | 2.6133
S38E147_RES_4325 | Central | -37.3342 | 147.9281 | 750 | 13 | 3 | 1212 | 2.9 | 0.3 | 7 | 23.0769 | 2.6133
S38E147_RES_4872 | Central | -37.316 | 147.6922 | 622 | 16 | 3 | 909 | 3 | 0.5 | 6 | 18.75 | 2.6133
S38E147_RES_4967 | Central | -37.3136 | 147.5348 | 1261 | 12 | 3 | 1281 | 3.7 | 0.5 | 6 | 25 | 2.6133
S38E147_RES_5009 | Central | -37.3129 | 147.6451 | 727 | 25 | 3 | 1021 | 1.5 | 0.1 | 28 | 12 | 2.6133
S38E147_RES_5020 | Central | -37.3128 | 147.5987 | 761 | 13 | 3 | 1039 | 3.3 | 0.5 | 6 | 23.0769 | 2.6133
S38E147_RES_5121 | Central | -37.3107 | 147.6193 | 711 | 24 | 3 | 1689 | 2.7 | 0.2 | 15 | 12.5 | 2.6133
S38E147_RES_5250 | Central | -37.3077 | 147.5056 | 1231 | 21 | 3 | 1670 | 3.9 | 0.4 | 7 | 14.2857 | 2.6133
S38E147_RES_5285 | Central | -37.3068 | 147.5209 | 1231 | 13 | 3 | 1002 | 3.1 | 0.5 | 6 | 23.0769 | 2.6133
S38E147_RES_5429 | Central | -37.3022 | 147.6292 | 690 | 20 | 3 | 649 | 1.9 | 0.3 | 12 | 15 | 2.6133
S38E147_RES_5475 | Central | -37.3003 | 147.6006 | 700 | 16 | 3 | 2128 | 4.3 | 0.4 | 6 | 18.75 | 2.6133
S38E147_RES_10062 | Central | -37.1506 | 147.7186 | 950 | 18 | 3 | 1034 | 2.4 | 0.3 | 11 | 16.6667 | 2.6133
S38E147_RES_10129 | Central | -37.1489 | 147.3436 | 1180 | 19 | 3 | 501 | 1.2 | 0.2 | 19 | 15.7895 | 2.6133
S38E147_RES_10138 | Central | -37.1486 | 147.6567 | 760 | 12 | 3 | 2042 | 6.7 | 1.1 | 3 | 25 | 2.6133
S38E147_RES_10158 | Central | -37.1481 | 147.8976 | 1338 | 15 | 3 | 1015 | 2.9 | 0.4 | 7 | 20 | 2.6133
S38E147_RES_10194 | Central | -37.1469 | 147.6764 | 840 | 18 | 3 | 619 | 1.6 | 0.2 | 13 | 16.6667 | 2.6133
S38E147_RES_10195 | Central | -37.1469 | 147.9011 | 1350 | 19 | 3 | 2017 | 4.2 | 0.4 | 8 | 15.7895 | 2.6133
S38E147_RES_10223 | Central | -37.146 | 147.921 | 1298 | 9 | 3 | 1770 | 6.2 | 1.1 | 3 | 33.3333 | 2.6133
S38E147_RES_10239 | Central | -37.1452 | 147.2104 | 1452 | 11 | 3 | 1881 | 6.6 | 1.1 | 3 | 27.2727 | 2.6133
S38E147_RES_10244 | Central | -37.145 | 147.6542 | 759 | 10 | 3 | 1869 | 7 | 1.3 | 3 | 30 | 2.6133
S38E147_RES_10351 | Central | -37.1418 | 147.1744 | 1462 | 24 | 3 | 1640 | 2.9 | 0.3 | 10 | 12.5 | 2.6133
S38E147_RES_10366 | Central | -37.1416 | 147.1727 | 1479 | 11 | 3 | 2290 | 6.7 | 1 | 3 | 27.2727 | 2.6133
S38E147_RES_10386 | Central | -37.1408 | 147.1803 | 1470 | 14 | 3 | 2030 | 4.6 | 0.5 | 5 | 21.4286 | 2.6133
S38E147_RES_10510 | Central | -37.137 | 147.7413 | 981 | 17 | 3 | 904 | 2.8 | 0.4 | 8 | 17.6471 | 2.6133
S38E147_RES_10512 | Central | -37.1369 | 147.5403 | 970 | 20 | 3 | 557 | 1.8 | 0.3 | 11 | 15 | 2.6133
S38E147_RES_10707 | Central | -37.1308 | 147.3375 | 1160 | 20 | 3 | 804 | 1.9 | 0.2 | 14 | 15 | 2.6133
S38E147_RES_10770 | Central | -37.1278 | 147.7142 | 1119 | 15 | 3 | 736 | 2.3 | 0.4 | 7 | 20 | 2.6133
S38E147_RES_10792 | Central | -37.1267 | 147.5278 | 1050 | 22 | 3 | 569 | 1.8 | 0.3 | 13 | 13.6364 | 2.6133
S38E147_RES_10875 | Central | -37.1228 | 147.3495 | 1101 | 19 | 3 | 1287 | 2.9 | 0.3 | 8 | 15.7895 | 2.6133
S38E147_RES_10882 | Central | -37.1225 | 147.6739 | 890 | 20 | 3 | 470 | 1.5 | 0.2 | 14 | 15 | 2.6133
S38E147_RES_10997 | Central | -37.1189 | 147.5256 | 1030 | 16 | 3 | 885 | 2.1 | 0.3 | 11 | 18.75 | 2.6133
S38E147_RES_11297 | Central | -37.1081 | 147.3403 | 1150 | 30 | 3 | 1764 | 2.5 | 0.2 | 19 | 10 | 2.6133
S38E147_RES_11317 | Central | -37.1072 | 147.4672 | 1150 | 18 | 3 | 1120 | 2.4 | 0.3 | 11 | 16.6667 | 2.6133
S38E147_RES_11623 | Central | -37.0968 | 147.9596 | 1289 | 14 | 3 | 873 | 2.3 | 0.3 | 8 | 21.4286 | 2.6133
S38E147_RES_11755 | Central | -37.0911 | 147.9507 | 1358 | 24 | 3 | 1003 | 2 | 0.2 | 15 | 12.5 | 2.6133
S38E147_RES_11878 | Central | -37.0836 | 147.2847 | 1290 | 19 | 3 | 1275 | 2.6 | 0.3 | 11 | 15.7895 | 2.6133
S38E147_RES_11933 | Central | -37.081 | 147.2752 | 1349 | 18 | 3 | 2600 | 5.3 | 0.5 | 5 | 16.6667 | 2.6133
S38E147_RES_11943 | Central | -37.0806 | 147.6972 | 1170 | 19 | 3 | 1622 | 2.8 | 0.2 | 11 | 15.7895 | 2.6133
S38E147_RES_11961 | Central | -37.0792 | 147.284 | 1321 | 11 | 3 | 1535 | 4 | 0.5 | 5 | 27.2727 | 2.6133
S38E147_RES_11969 | Central | -37.0789 | 147.3647 | 1250 | 23 | 3 | 1275 | 2.5 | 0.2 | 14 | 13.0435 | 2.6133
S38E147_RES_12058 | Central | -37.0725 | 147.92 | 1230 | 22 | 3 | 774 | 1.8 | 0.2 | 16 | 13.6364 | 2.6133
S38E147_RES_12127 | Central | -37.0692 | 147.3522 | 1240 | 19 | 3 | 2266 | 4.2 | 0.4 | 8 | 15.7895 | 2.6133
S38E147_RES_12161 | Central | -37.0678 | 147.6861 | 960 | 28 | 3 | 1752 | 2.8 | 0.2 | 14 | 10.7143 | 2.6133
S38E147_RES_12264 | Central | -37.063 | 147.925 | 1259 | 19 | 3 | 520 | 1.5 | 0.2 | 15 | 15.7895 | 2.6133
S38E147_RES_12355 | Central | -37.0553 | 147.5122 | 1110 | 21 | 3 | 1009 | 2.1 | 0.2 | 12 | 14.2857 | 2.6133
S38E147_RES_12407 | Central | -37.0508 | 147.267 | 1461 | 29 | 3 | 2904 | 4.3 | 0.3 | 10 | 10.3448 | 2.6133
S38E147_RES_12423 | Central | -37.0499 | 147.3052 | 1319 | 34 | 3 | 2068 | 2.1 | 0.1 | 30 | 8.8235 | 2.6133
S38E147_RES_12697 | Central | -37.0361 | 147.9647 | 1390 | 18 | 3 | 1003 | 2.2 | 0.2 | 12 | 16.6667 | 2.6133
S38E147_RES_12838 | Central | -37.0312 | 147.4096 | 1137 | 21 | 3 | 1721 | 3.6 | 0.4 | 8 | 14.2857 | 2.6133
S38E147_RES_12916 | Central | -37.0278 | 147.2925 | 1400 | 13 | 3 | 2365 | 6.5 | 0.9 | 3 | 23.0769 | 2.6133
S38E147_RES_12982 | Central | -37.0253 | 147.9653 | 1299 | 20 | 3 | 508 | 1 | 0.1 | 28 | 15 | 2.6133
S38E147_RES_13184 | Central | -37.0171 | 147.9385 | 1087 | 25 | 3 | 495 | 1.2 | 0.1 | 25 | 12 | 2.6133
S38E147_RES_13229 | Central | -37.0153 | 147.7632 | 1081 | 17 | 3 | 1554 | 3.3 | 0.3 | 9 | 17.6471 | 2.6133
S38E147_RES_13296 | Central | -37.0136 | 147.9063 | 1179 | 21 | 3 | 588 | 1.7 | 0.3 | 14 | 14.2857 | 2.6133
S38E147_RES_13588 | Central | -37.0025 | 147.3597 | 1351 | 16 | 3 | 1691 | 4.3 | 0.5 | 6 | 18.75 | 2.6133
S38E147_RES_5641 | Central | -37.295 | 147.5019 | 1159 | 33 | 3 | 1002 | 2 | 0.2 | 16 | 9.0909 | 2.6133
S38E147_RES_5643 | Central | -37.295 | 147.6278 | 670 | 13 | 3 | 990 | 2.8 | 0.4 | 6 | 23.0769 | 2.6133
S38E147_RES_5763 | Central | -37.2905 | 147.1974 | 1221 | 23 | 3 | 1640 | 2.9 | 0.3 | 12 | 13.0435 | 2.6133
S38E147_RES_5864 | Central | -37.2864 | 147.9106 | 650 | 15 | 3 | 452 | 1.5 | 0.3 | 10 | 20 | 2.6133
S38E147_RES_6156 | Central | -37.2765 | 147.4641 | 909 | 12 | 3 | 1584 | 4.4 | 0.6 | 5 | 25 | 2.6133
S38E147_RES_6215 | Central | -37.2747 | 147.548 | 899 | 18 | 3 | 619 | 1.9 | 0.3 | 10 | 16.6667 | 2.6133
S38E147_RES_6257 | Central | -37.2733 | 147.1933 | 1230 | 17 | 3 | 1441 | 3.6 | 0.4 | 6 | 17.6471 | 2.6133
S38E147_RES_6397 | Central | -37.2694 | 147.4651 | 871 | 13 | 3 | 1225 | 4.1 | 0.7 | 4 | 23.0769 | 2.6133
S38E147_RES_6452 | Central | -37.2681 | 147.9401 | 1191 | 19 | 3 | 1739 | 3.8 | 0.4 | 8 | 15.7895 | 2.6133
S38E147_RES_6566 | Central | -37.2646 | 147.1071 | 1159 | 21 | 3 | 767 | 1.9 | 0.2 | 12 | 14.2857 | 2.6133
S38E147_RES_6755 | Central | -37.2587 | 147.1089 | 1212 | 21 | 3 | 2227 | 4.2 | 0.4 | 8 | 14.2857 | 2.6133
S38E147_RES_6821 | Central | -37.2558 | 147.1949 | 1219 | 23 | 3 | 860 | 1.3 | 0.1 | 24 | 13.0435 | 2.6133
S38E147_RES_6833 | Central | -37.2556 | 147.38 | 1080 | 29 | 3 | 650 | 1.5 | 0.2 | 19 | 10.3448 | 2.6133
S38E147_RES_6918 | Central | -37.2531 | 147.9554 | 1038 | 19 | 3 | 792 | 1.9 | 0.2 | 12 | 15.7895 | 2.6133
S38E147_RES_6941 | Central | -37.2524 | 147.1013 | 1211 | 31 | 3 | 1726 | 2.9 | 0.2 | 14 | 9.6774 | 2.6133
S38E147_RES_7000 | Central | -37.2506 | 147.1937 | 1219 | 23 | 3 | 1163 | 1.7 | 0.1 | 21 | 13.0435 | 2.6133
S38E147_RES_7062 | Central | -37.2483 | 147.535 | 920 | 16 | 3 | 662 | 1.8 | 0.2 | 10 | 18.75 | 2.6133
S38E147_RES_7188 | Central | -37.2441 | 147.4321 | 1108 | 15 | 3 | 439 | 1.1 | 0.1 | 18 | 20 | 2.6133
S38E147_RES_7201 | Central | -37.2434 | 147.4476 | 951 | 16 | 3 | 699 | 1.9 | 0.3 | 10 | 18.75 | 2.6133
S38E147_RES_7247 | Central | -37.2417 | 147.9583 | 1039 | 19 | 3 | 1213 | 2.4 | 0.2 | 11 | 15.7895 | 2.6133
S38E147_RES_7409 | Central | -37.2353 | 147.9408 | 1160 | 21 | 3 | 1640 | 3.1 | 0.3 | 11 | 14.2857 | 2.6133
S38E147_RES_7577 | Central | -37.2301 | 147.9551 | 1121 | 23 | 3 | 1640 | 3.8 | 0.4 | 8 | 13.0435 | 2.6133
S38E147_RES_7766 | Central | -37.2233 | 147.1882 | 1269 | 23 | 3 | 2425 | 4.6 | 0.4 | 8 | 13.0435 | 2.6133
S38E147_RES_7991 | Central | -37.2175 | 147.4469 | 1250 | 21 | 3 | 606 | 1.6 | 0.2 | 15 | 14.2857 | 2.6133
S38E147_RES_8084 | Central | -37.2153 | 147.4684 | 1261 | 17 | 3 | 1126 | 2.7 | 0.3 | 10 | 17.6471 | 2.6133
S38E147_RES_8128 | Central | -37.214 | 147.9182 | 1208 | 19 | 3 | 941 | 2.1 | 0.2 | 11 | 15.7895 | 2.6133
S38E147_RES_8219 | Central | -37.2108 | 147.3548 | 1179 | 22 | 3 | 1324 | 2.6 | 0.3 | 13 | 13.6364 | 2.6133
S38E147_RES_8241 | Central | -37.2101 | 147.5671 | 809 | 25 | 3 | 495 | 1.3 | 0.2 | 19 | 12 | 2.6133
S38E147_RES_8321 | Central | -37.2075 | 147.3949 | 1329 | 19 | 3 | 835 | 2.4 | 0.3 | 8 | 15.7895 | 2.6133
S38E147_RES_8339 | Central | -37.2069 | 147.3594 | 1220 | 23 | 3 | 1572 | 3.8 | 0.4 | 7 | 13.0435 | 2.6133
S38E147_RES_8421 | Central | -37.2044 | 147.4714 | 1260 | 18 | 3 | 879 | 2.1 | 0.2 | 12 | 16.6667 | 2.6133
S38E147_RES_8523 | Central | -37.2019 | 147.8219 | 790 | 15 | 3 | 563 | 1.2 | 0.1 | 20 | 20 | 2.6133
S38E147_RES_8533 | Central | -37.2017 | 147.3518 | 1209 | 19 | 3 | 668 | 1.5 | 0.2 | 14 | 15.7895 | 2.6133
S38E147_RES_8611 | Central | -37.1989 | 147.9669 | 1200 | 16 | 3 | 1584 | 3.8 | 0.5 | 7 | 18.75 | 2.6133
S38E147_RES_8726 | Central | -37.1956 | 147.3872 | 1260 | 16 | 3 | 1850 | 5.4 | 0.8 | 4 | 18.75 | 2.6133
S38E147_RES_8734 | Central | -37.1953 | 147.4878 | 1240 | 14 | 3 | 637 | 2 | 0.3 | 8 | 21.4286 | 2.6133
S38E147_RES_8876 | Central | -37.1911 | 147.3794 | 1240 | 22 | 3 | 1937 | 4.4 | 0.5 | 7 | 13.6364 | 2.6133
S38E147_RES_8907 | Central | -37.1906 | 147.921 | 1229 | 25 | 3 | 1429 | 2.8 | 0.3 | 10 | 12 | 2.6133
S38E147_RES_8999 | Central | -37.1881 | 147.5017 | 1130 | 20 | 3 | 1188 | 3.1 | 0.4 | 8 | 15 | 2.6133
S38E147_RES_9039 | Central | -37.1867 | 147.8989 | 1390 | 20 | 3 | 2011 | 4 | 0.4 | 8 | 15 | 2.6133
S38E147_RES_9289 | Central | -37.1793 | 147.3636 | 1272 | 20 | 3 | 1176 | 2.5 | 0.3 | 11 | 15 | 2.6133
S38E147_RES_9293 | Central | -37.1792 | 147.8848 | 1309 | 17 | 3 | 811 | 1.9 | 0.2 | 12 | 17.6471 | 2.6133
S38E147_RES_9338 | Central | -37.1778 | 147.2056 | 1350 | 14 | 3 | 2067 | 4.4 | 0.5 | 6 | 21.4286 | 2.6133
S38E147_RES_9496 | Central | -37.1712 | 147.1976 | 1391 | 16 | 3 | 2673 | 6.5 | 0.8 | 4 | 18.75 | 2.6133
S38E147_RES_9503 | Central | -37.171 | 147.3608 | 1211 | 21 | 3 | 1436 | 3.4 | 0.4 | 7 | 14.2857 | 2.6133
S38E147_RES_9641 | Central | -37.1662 | 147.9839 | 1151 | 14 | 3 | 1541 | 3.9 | 0.5 | 6 | 21.4286 | 2.6133
S38E147_RES_9689 | Central | -37.1636 | 147.2004 | 1392 | 26 | 3 | 2247 | 4.2 | 0.4 | 8 | 11.5385 | 2.6133
S38E147_RES_9793 | Central | -37.16 | 147.9075 | 1390 | 12 | 3 | 1077 | 3.6 | 0.6 | 4 | 25 | 2.6133
S38E147_RES_9956 | Central | -37.154 | 147.186 | 1451 | 13 | 3 | 1918 | 5.5 | 0.8 | 4 | 23.0769 | 2.6133
S38E147_RES_9970 | Central | -37.1534 | 147.9302 | 1249 | 25 | 3 | 879 | 2 | 0.2 | 12 | 12 | 2.6133
S38E147_RES_9978 | Central | -37.1531 | 147.665 | 751 | 21 | 3 | 2531 | 4.8 | 0.5 | 7 | 14.2857 | 2.6133
S38E147_RES_9979 | Central | -37.1531 | 147.9133 | 1319 | 17 | 3 | 1857 | 5 | 0.7 | 5 | 17.6471 | 2.6133
S39E146_RES_44 | Central | -38.5594 | 146.2975 | 440 | 17 | 3 | 551 | 1.1 | 0.1 | 23 | 17.6471 | 2.6133
S39E146_RES_90 | Central | -38.4883 | 146.4661 | 390 | 19 | 3 | 1308 | 1.9 | 0.1 | 22 | 15.7895 | 2.6133
S39E146_RES_239 | Central | -38.4588 | 146.581 | 449 | 16 | 3 | 1537 | 4.4 | 0.6 | 5 | 18.75 | 2.6133
S39E146_RES_241 | Central | -38.4585 | 146.5836 | 441 | 16 | 3 | 1464 | 3.3 | 0.4 | 7 | 18.75 | 2.6133
S39E146_RES_292 | Central | -38.4451 | 146.5226 | 586 | 26 | 3 | 1184 | 1.7 | 0.1 | 26 | 11.5385 | 2.6133
S39E146_RES_322 | Central | -38.4294 | 146.6208 | 480 | 20 | 3 | 1013 | 1.8 | 0.2 | 16 | 15 | 2.6133
S39E146_RES_392 | Central | -38.4175 | 146.6718 | 451 | 19 | 3 | 1215 | 1.9 | 0.1 | 22 | 15.7895 | 2.6133
S39E146_RES_406 | Central | -38.4157 | 146.583 | 612 | 19 | 3 | 1130 | 1.8 | 0.2 | 19 | 15.7895 | 2.6133
S39E146_RES_417 | Central | -38.4145 | 146.5932 | 589 | 18 | 3 | 1150 | 2 | 0.2 | 14 | 16.6667 | 2.6133
S39E146_RES_508 | Central | -38.4075 | 146.6261 | 580 | 12 | 3 | 1073 | 3.3 | 0.5 | 5 | 25 | 2.6133
S39E146_RES_537 | Central | -38.4039 | 146.4411 | 490 | 15 | 3 | 653 | 1.9 | 0.3 | 10 | 20 | 2.6133
S39E146_RES_541 | Central | -38.4038 | 146.5749 | 668 | 30 | 3 | 1706 | 3.1 | 0.3 | 10 | 10 | 2.6133
S39E146_RES_591 | Central | -38.3997 | 146.4336 | 490 | 17 | 3 | 1044 | 2.1 | 0.2 | 15 | 17.6471 | 2.6133
S39E146_RES_595 | Central | -38.3996 | 146.6422 | 612 | 24 | 3 | 2051 | 2.9 | 0.2 | 14 | 12.5 | 2.6133
S39E146_RES_688 | Central | -38.3903 | 146.6528 | 550 | 19 | 3 | 678 | 1.9 | 0.3 | 11 | 15.7895 | 2.6133
S39E146_RES_727 | Central | -38.3874 | 146.6375 | 491 | 17 | 3 | 949 | 2.7 | 0.4 | 8 | 17.6471 | 2.6133
S39E146_RES_783 | Central | -38.379 | 146.4615 | 559 | 22 | 3 | 840 | 1.5 | 0.1 | 25 | 13.6364 | 2.6133
S39E146_RES_948 | Central | -38.3512 | 146.5669 | 449 | 14 | 3 | 1595 | 4.3 | 0.6 | 5 | 21.4286 | 2.6133
S39E146_RES_980 | Central | -38.2656 | 146.0417 | 451 | 19 | 3 | 1122 | 2.7 | 0.3 | 10 | 15.7895 | 2.6133
S39E146_RES_1011 | Central | -38.2558 | 146.0904 | 401 | 13 | 3 | 1485 | 3.5 | 0.4 | 7 | 23.0769 | 2.6133
S39E146_RES_1014 | Central | -38.255 | 146.0561 | 410 | 18 | 3 | 1356 | 2.3 | 0.2 | 14 | 16.6667 | 2.6133
S36E147_RES_47 | Central | -35.9919 | 147.7725 | 510 | 11 | 2 | 1087 | 2.8 | 0.3 | 7 | 18.1818 | 1.7422
S36E147_RES_86 | Central | -35.9855 | 147.6736 | 511 | 9 | 2 | 940 | 2.5 | 0.3 | 6 | 22.2222 | 1.7422
S36E147_RES_93 | Central | -35.9837 | 147.6809 | 548 | 17 | 2 | 892 | 1.5 | 0.1 | 18 | 11.7647 | 1.7422
S36E147_RES_105 | Central | -35.9793 | 147.6844 | 508 | 9 | 2 | 486 | 1.7 | 0.3 | 6 | 22.2222 | 1.7422
S36E147_RES_171 | Central | -35.9673 | 147.6967 | 529 | 12 | 2 | 528 | 1.7 | 0.3 | 8 | 16.6667 | 1.7422
S37E146_RES_1032 | Central | -36.9252 | 146.3071 | 872 | 14 | 2 | 1059 | 2.4 | 0.3 | 7 | 14.2857 | 1.7422
S37E146_RES_1048 | Central | -36.9242 | 146.3471 | 831 | 14 | 2 | 1028 | 2.2 | 0.2 | 9 | 14.2857 | 1.7422
S37E146_RES_1088 | Central | -36.9206 | 146.1869 | 720 | 9 | 2 | 1084 | 3.4 | 0.5 | 4 | 22.2222 | 1.7422
S37E146_RES_1100 | Central | -36.9191 | 146.1921 | 727 | 12 | 2 | 1220 | 2.1 | 0.2 | 10 | 16.6667 | 1.7422
S37E146_RES_1101 | Central | -36.9189 | 146.3077 | 839 | 12 | 2 | 1139 | 3.2 | 0.4 | 5 | 16.6667 | 1.7422
S37E146_RES_1171 | Central | -36.9119 | 146.2914 | 780 | 20 | 2 | 459 | 1.2 | 0.2 | 12 | 10 | 1.7422
S37E146_RES_1173 | Central | -36.9114 | 146.6769 | 650 | 12 | 2 | 372 | 1 | 0.1 | 14 | 16.6667 | 1.7422
S37E146_RES_1194 | Central | -36.9099 | 146.2382 | 878 | 9 | 2 | 1108 | 2.9 | 0.4 | 4 | 22.2222 | 1.7422
S37E146_RES_1195 | Central | -36.9099 | 146.2637 | 928 | 9 | 2 | 1901 | 5.5 | 0.8 | 3 | 22.2222 | 1.7422
S37E146_RES_1203 | Central | -36.9094 | 146.3133 | 769 | 10 | 2 | 855 | 2.5 | 0.4 | 5 | 20 | 1.7422
S37E146_RES_1233 | Central | -36.9072 | 146.9811 | 840 | 11 | 2 | 310 | 0.9 | 0.1 | 14 | 18.1818 | 1.7422
S37E146_RES_1261 | Central | -36.9049 | 146.229 | 908 | 9 | 2 | 1561 | 4.7 | 0.7 | 4 | 22.2222 | 1.7422
S37E146_RES_1319 | Central | -36.9008 | 146.2986 | 760 | 12 | 2 | 935 | 2 | 0.2 | 8 | 16.6667 | 1.7422
S37E146_RES_1432 | Central | -36.8889 | 146.2947 | 750 | 11 | 2 | 650 | 2.2 | 0.4 | 6 | 18.1818 | 1.7422
S37E146_RES_144 | Central | -36.9773 | 146.3595 | 931 | 24 | 2 | 1189 | 2.3 | 0.2 | 11 | 8.3333 | 1.7422
S37E146_RES_1465 | Central | -36.8858 | 146.3142 | 850 | 17 | 2 | 594 | 1.8 | 0.3 | 9 | 11.7647 | 1.7422
S37E146_RES_1496 | Central | -36.8813 | 146.1643 | 723 | 9 | 2 | 1525 | 4.9 | 0.8 | 3 | 22.2222 | 1.7422
S37E146_RES_1522 | Central | -36.8787 | 146.2287 | 881 | 15 | 2 | 1802 | 3.3 | 0.3 | 7 | 13.3333 | 1.7422
S37E146_RES_1526 | Central | -36.8783 | 146.2591 | 889 | 13 | 2 | 1313 | 2.3 | 0.2 | 10 | 15.3846 | 1.7422
S37E146_RES_1558 | Central | -36.8767 | 146.2514 | 890 | 9 | 2 | 1257 | 3 | 0.4 | 5 | 22.2222 | 1.7422
S37E146_RES_157 | Central | -36.9767 | 146.3033 | 850 | 10 | 2 | 700 | 1.7 | 0.2 | 7 | 20 | 1.7422
S37E146_RES_1582 | Central | -36.8734 | 146.3067 | 799 | 10 | 2 | 502 | 1.7 | 0.3 | 6 | 20 | 1.7422
S37E146_RES_1591 | Central | -36.8727 | 146.3116 | 841 | 10 | 2 | 991 | 2.9 | 0.4 | 5 | 20 | 1.7422
S37E146_RES_1643 | Central | -36.8698 | 146.2515 | 879 | 10 | 2 | 960 | 2.3 | 0.3 | 6 | 20 | 1.7422
S37E146_RES_1654 | Central | -36.8692 | 146.2313 | 859 | 12 | 2 | 923 | 2.1 | 0.2 | 7 | 16.6667 | 1.7422
S37E146_RES_1691 | Central | -36.8657 | 146.1277 | 668 | 13 | 2 | 948 | 2.4 | 0.3 | 6 | 15.3846 | 1.7422
S37E146_RES_1705 | Central | -36.8644 | 146.2303 | 870 | 9 | 2 | 985 | 2.9 | 0.4 | 4 | 22.2222 | 1.7422
S37E146_RES_1723 | Central | -36.8628 | 146.3076 | 719 | 15 | 2 | 446 | 1.2 | 0.2 | 12 | 13.3333 | 1.7422
S37E146_RES_1812 | Central | -36.8487 | 146.177 | 749 | 16 | 2 | 1158 | 2.1 | 0.2 | 11 | 12.5 | 1.7422
S37E146_RES_1827 | Central | -36.8472 | 146.1779 | 749 | 14 | 2 | 2113 | 3.1 | 0.2 | 8 | 14.2857 | 1.7422
S37E146_RES_1829 | Central | -36.8472 | 146.3295 | 781 | 22 | 2 | 1616 | 2.9 | 0.3 | 10 | 9.0909 | 1.7422
S37E146_RES_1841 | Central | -36.8456 | 146.171 | 688 | 14 | 2 | 427 | 1.2 | 0.2 | 15 | 14.2857 | 1.7422
S37E146_RES_1842 | Central | -36.8456 | 146.3111 | 810 | 9 | 2 | 1369 | 3.2 | 0.4 | 4 | 22.2222 | 1.7422
S37E146_RES_1857 | Central | -36.8442 | 146.3297 | 760 | 10 | 2 | 1344 | 3.1 | 0.4 | 5 | 20 | 1.7422
S37E146_RES_1864 | Central | -36.8439 | 146.3325 | 740 | 13 | 2 | 1177 | 2.8 | 0.3 | 6 | 15.3846 | 1.7422
S37E146_RES_1935 | Central | -36.8372 | 146.1822 | 790 | 9 | 2 | 929 | 3.3 | 0.6 | 3 | 22.2222 | 1.7422
S37E146_RES_1971 | Central | -36.8339 | 146.1842 | 790 | 13 | 2 | 1555 | 3.6 | 0.4 | 5 | 15.3846 | 1.7422
S37E146_RES_201 | Central | -36.9731 | 146.3022 | 840 | 9 | 2 | 675 | 1.7 | 0.2 | 7 | 22.2222 | 1.7422
S37E146_RES_2016 | Central | -36.8301 | 146.2609 | 791 | 9 | 2 | 1734 | 4.2 | 0.5 | 4 | 22.2222 | 1.7422
S37E146_RES_2018 | Central | -36.8298 | 146.1056 | 681 | 13 | 2 | 1716 | 3.2 | 0.3 | 7 | 15.3846 | 1.7422
S37E146_RES_2035 | Central | -36.8282 | 146.262 | 802 | 10 | 2 | 1585 | 4.4 | 0.6 | 4 | 20 | 1.7422
S37E146_RES_2060 | Central | -36.8261 | 146.255 | 780 | 12 | 2 | 1307 | 2.6 | 0.3 | 7 | 16.6667 | 1.7422
S37E146_RES_2082 | Central | -36.8244 | 146.299 | 841 | 15 | 2 | 1542 | 3.1 | 0.3 | 7 | 13.3333 | 1.7422
S37E146_RES_2118 | Central | -36.8227 | 146.2654 | 798 | 18 | 2 | 1764 | 2.6 | 0.2 | 10 | 11.1111 | 1.7422
S37E146_RES_2123 | Central | -36.8225 | 146.256 | 799 | 10 | 2 | 1785 | 3.5 | 0.3 | 5 | 20 | 1.7422
S37E146_RES_2147 | Central | -36.8215 | 146.167 | 619 | 16 | 2 | 619 | 1.5 | 0.2 | 13 | 12.5 | 1.7422
S37E146_RES_2154 | Central | -36.8212 | 146.2009 | 769 | 11 | 2 | 1945 | 3.9 | 0.4 | 5 | 18.1818 | 1.7422
S37E146_RES_2157 | Central | -36.8211 | 146.0985 | 649 | 15 | 2 | 1208 | 2.8 | 0.3 | 6 | 13.3333 | 1.7422
S37E146_RES_2168 | Central | -36.8202 | 146.1997 | 771 | 10 | 2 | 1740 | 4.2 | 0.5 | 4 | 20 | 1.7422
S37E146_RES_2176 | Central | -36.8195 | 146.173 | 691 | 15 | 2 | 1351 | 2.7 | 0.3 | 9 | 13.3333 | 1.7422
S37E146_RES_219 | Central | -36.9714 | 146.2689 | 930 | 12 | 2 | 1244 | 3.2 | 0.4 | 5 | 16.6667 | 1.7422
S37E146_RES_2192 | Central | -36.8183 | 146.2554 | 779 | 11 | 2 | 662 | 1.6 | 0.2 | 9 | 18.1818 | 1.7422
S37E146_RES_2210 | Central | -36.8173 | 146.8026 | 749 | 9 | 2 | 297 | 1.1 | 0.2 | 9 | 22.2222 | 1.7422
S37E146_RES_2236 | Central | -36.8142 | 146.1911 | 720 | 11 | 2 | 1271 | 2.9 | 0.3 | 6 | 18.1818 | 1.7422
S37E146_RES_2296 | Central | -36.8102 | 146.1798 | 729 | 9 | 2 | 1797 | 5.1 | 0.7 | 3 | 22.2222 | 1.7422
S37E146_RES_2298 | Central | -36.8097 | 146.235 | 760 | 12 | 2 | 1128 | 2.9 | 0.4 | 5 | 16.6667 | 1.7422
S37E146_RES_235 | Central | -36.9708 | 146.2994 | 811 | 10 | 2 | 954 | 2.2 | 0.2 | 6 | 20 | 1.7422
S37E146_RES_244 | Central | -36.9705 | 146.3488 | 952 | 14 | 2 | 1622 | 2.5 | 0.2 | 11 | 14.2857 | 1.7422
S37E146_RES_264 | Central | -36.9694 | 146.2018 | 689 | 10 | 2 | 737 | 2 | 0.3 | 6 | 20 | 1.7422
S37E146_RES_320 | Central | -36.9671 | 146.2667 | 961 | 12 | 2 | 1269 | 4.2 | 0.7 | 3 | 16.6667 | 1.7422
S37E146_RES_347 | Central | -36.9664 | 146.3012 | 819 | 15 | 2 | 625 | 1.5 | 0.2 | 13 | 13.3333 | 1.7422
S37E146_RES_355 | Central | -36.9661 | 146.2053 | 740 | 10 | 2 | 1356 | 3 | 0.3 | 5 | 20 | 1.7422
S37E146_RES_392 | Central | -36.9651 | 146.3124 | 921 | 11 | 2 | 749 | 1.9 | 0.2 | 6 | 18.1818 | 1.7422
S37E146_RES_394 | Central | -36.965 | 146.2548 | 949 | 14 | 2 | 1505 | 2.7 | 0.2 | 7 | 14.2857 | 1.7422
S37E146_RES_42 | Central | -36.9886 | 146.3542 | 920 | 10 | 2 | 1399 | 2.7 | 0.3 | 7 | 20 | 1.7422
S37E146_RES_453 | Central | -36.9627 | 146.2487 | 949 | 10 | 2 | 1504 | 4 | 0.5 | 3 | 20 | 1.7422
S37E146_RES_460 | Central | -36.9625 | 146.3653 | 830 | 14 | 2 | 341 | 0.8 | 0.1 | 22 | 14.2857 | 1.7422
S37E146_RES_483 | Central | -36.9615 | 146.7127 | 699 | 14 | 2 | 360 | 1 | 0.1 | 15 | 14.2857 | 1.7422
S37E146_RES_5 | Central | -36.9978 | 146.3543 | 871 | 10 | 2 | 1102 | 2.9 | 0.4 | 5 | 20 | 1.7422
S37E146_RES_527 | Central | -36.9599 | 146.2024 | 763 | 16 | 2 | 1554 | 4 | 0.5 | 5 | 12.5 | 1.7422
S37E146_RES_539 | Central | -36.9594 | 146.1898 | 709 | 10 | 2 | 1300 | 2.8 | 0.3 | 6 | 20 | 1.7422
S37E146_RES_548 | Central | -36.9592 | 146.2122 | 810 | 10 | 2 | 1084 | 2.5 | 0.3 | 6 | 20 | 1.7422
S37E146_RES_551 | Central | -36.9591 | 146.1944 | 739 | 11 | 2 | 1746 | 4.1 | 0.5 | 4 | 18.1818 | 1.7422
S37E146_RES_557 | Central | -36.9587 | 146.2003 | 762 | 9 | 2 | 1758 | 5.2 | 0.8 | 3 | 22.2222 | 1.7422
S37E146_RES_560 | Central | -36.9586 | 146.1878 | 710 | 10 | 2 | 1220 | 3.6 | 0.5 | 4 | 20 | 1.7422
S37E146_RES_632 | Central | -36.955 | 146.3407 | 828 | 13 | 2 | 1040 | 2.1 | 0.2 | 8 | 15.3846 | 1.7422
S37E146_RES_653 | Central | -36.9536 | 146.3275 | 830 | 10 | 2 | 489 | 1.6 | 0.3 | 6 | 20 | 1.7422
S37E146_RES_656 | Central | -36.9534 | 146.3218 | 921 | 10 | 2 | 1319 | 4.5 | 0.8 | 3 | 20 | 1.7422
S37E146_RES_678 | Central | -36.9522 | 146.2231 | 820 | 14 | 2 | 1616 | 3 | 0.3 | 7 | 14.2857 | 1.7422
S37E146_RES_683 | Central | -36.9519 | 146.2495 | 889 | 11 | 2 | 625 | 1.8 | 0.3 | 7 | 18.1818 | 1.7422
S37E146_RES_694 | Central | -36.9517 | 146.7097 | 700 | 13 | 2 | 427 | 1.3 | 0.2 | 9 | 15.3846 | 1.7422
S37E146_RES_71 | Central | -36.983 | 146.3568 | 941 | 11 | 2 | 1003 | 2.8 | 0.4 | 4 | 18.1818 | 1.7422
S37E146_RES_715 | Central | -36.9504 | 146.2046 | 784 | 16 | 2 | 1431 | 2.5 | 0.2 | 9 | 12.5 | 1.7422
S37E146_RES_72 | Central | -36.9829 | 146.299 | 798 | 16 | 2 | 1140 | 2.2 | 0.2 | 11 | 12.5 | 1.7422
S37E146_RES_749 | Central | -36.9486 | 146.2406 | 810 | 9 | 2 | 749 | 2.5 | 0.4 | 4 | 22.2222 | 1.7422
S37E146_RES_759 | Central | -36.9482 | 146.2127 | 831 | 9 | 2 | 1530 | 3.7 | 0.5 | 4 | 22.2222 | 1.7422
S37E146_RES_783 | Central | -36.9467 | 146.3251 | 861 | 9 | 2 | 706 | 2.1 | 0.3 | 5 | 22.2222 | 1.7422
S37E146_RES_808 | Central | -36.9452 | 146.2138 | 841 | 12 | 2 | 1710 | 4 | 0.5 | 4 | 16.6667 | 1.7422
S37E146_RES_863 | Central | -36.942 | 146.3352 | 809 | 17 | 2 | 1672 | 3.3 | 0.3 | 7 | 11.7647 | 1.7422
S37E146_RES_879 | Central | -36.9412 | 146.2734 | 899 | 13 | 2 | 1418 | 3.8 | 0.5 | 4 | 15.3846 | 1.7422
S37E146_RES_89 | Central | -36.9816 | 146.3585 | 917 | 16 | 2 | 1232 | 3 | 0.4 | 6 | 12.5 | 1.7422
S37E146_RES_908 | Central | -36.9394 | 146.2825 | 890 | 16 | 2 | 1610 | 3.2 | 0.3 | 7 | 12.5 | 1.7422
S37E146_RES_911 | Central | -36.9392 | 146.2738 | 888 | 9 | 2 | 1560 | 3.7 | 0.4 | 4 | 22.2222 | 1.7422
S37E146_RES_917 | Central | -36.9386 | 146.2811 | 890 | 9 | 2 | 1585 | 4.6 | 0.7 | 3 | 22.2222 | 1.7422
S37E146_RES_963 | Central | -36.9348 | 146.2857 | 901 | 11 | 2 | 1536 | 3.1 | 0.3 | 6 | 18.1818 | 1.7422
S37E146_RES_98 | Central | -36.9807 | 146.2261 | 698 | 11 | 2 | 1672 | 3.8 | 0.4 | 5 | 18.1818 | 1.7422
S37E146_RES_995 | Central | -36.9303 | 146.2881 | 899 | 16 | 2 | 1226 | 2.5 | 0.3 | 8 | 12.5 | 1.7422
S37E146_RES_2352 | Central | -36.805 | 146.2331 | 730 | 14 | 2 | 1047 | 3.3 | 0.5 | 5 | 14.2857 | 1.7422
S37E146_RES_2390 | Central | -36.8014 | 146.2556 | 809 | 9 | 2 | 1930 | 3.9 | 0.4 | 4 | 22.2222 | 1.7422
S37E146_RES_2400 | Central | -36.8008 | 146.1872 | 730 | 19 | 2 | 1319 | 1.9 | 0.1 | 14 | 10.5263 | 1.7422
S37E146_RES_2424 | Central | -36.7981 | 146.2283 | 710 | 11 | 2 | 1388 | 2.9 | 0.3 | 6 | 18.1818 | 1.7422
S37E146_RES_2368 | Central | -36.8033 | 146.3113 | 808 | 20 | 2 | 1864 | 3.2 | 0.3 | 8 | 10 | 1.7422
S37E146_RES_2524 | Central | -36.7892 | 146.1708 | 751 | 15 | 2 | 2082 | 3.8 | 0.4 | 5 | 13.3333 | 1.7422
S37E146_RES_2530 | Central | -36.7889 | 146.1853 | 770 | 12 | 2 | 1833 | 4.7 | 0.6 | 4 | 16.6667 | 1.7422
S37E146_RES_2538 | Central | -36.7885 | 146.1888 | 767 | 14 | 2 | 2106 | 4.6 | 0.5 | 5 | 14.2857 | 1.7422
S37E146_RES_2505 | Central | -36.7908 | 146.17 | 729 | 19 | 2 | 1202 | 1.6 | 0.1 | 18 | 10.5263 | 1.7422
S37E146_RES_2486 | Central | -36.7917 | 146.2282 | 729 | 9 | 2 | 966 | 2 | 0.2 | 8 | 22.2222 | 1.7422
S37E146_RES_2503 | Central | -36.7908 | 146.3139 | 790 | 20 | 2 | 1506 | 2.6 | 0.2 | 10 | 10 | 1.7422
S37E146_RES_2441 | Central | -36.7963 | 146.1927 | 769 | 11 | 2 | 1599 | 3.4 | 0.4 | 6 | 18.1818 | 1.7422
S37E146_RES_2581 | Central | -36.785 | 146.3658 | 760 | 17 | 2 | 2137 | 3.2 | 0.2 | 9 | 11.7647 | 1.7422
S37E146_RES_2592 | Central | -36.7842 | 146.1709 | 749 | 10 | 2 | 1456 | 2.9 | 0.3 | 6 | 20 | 1.7422
S37E146_RES_2593 | Central | -36.7839 | 146.2292 | 750 | 11 | 2 | 1090 | 2.3 | 0.2 | 8 | 18.1818 | 1.7422
S37E146_RES_2625 | Central | -36.7811 | 146.3131 | 681 | 11 | 2 | 483 | 1.2 | 0.2 | 12 | 18.1818 | 1.7422
S37E146_RES_2653 | Central | -36.7792 | 146.3654 | 752 | 9 | 2 | 1654 | 4.3 | 0.5 | 3 | 22.2222 | 1.7422
S37E146_RES_2671 | Central | -36.7779 | 146.5476 | 1147 | 9 | 2 | 1586 | 3.7 | 0.4 | 4 | 22.2222 | 1.7422
S37E146_RES_2560 | Central | -36.7868 | 146.5001 | 627 | 10 | 2 | 576 | 1.8 | 0.3 | 6 | 20 | 1.7422
S37E146_RES_2740 | Central | -36.773 | 146.1934 | 661 | 17 | 2 | 2267 | 4.8 | 0.5 | 5 | 11.7647 | 1.7422
S37E146_RES_2754 | Central | -36.7717 | 146.1944 | 650 | 13 | 2 | 1605 | 3.7 | 0.4 | 5 | 15.3846 | 1.7422
S37E146_RES_2756 | Central | -36.7715 | 146.5349 | 873 | 10 | 2 | 948 | 1.6 | 0.1 | 11 | 20 | 1.7422
S37E146_RES_2733 | Central | -36.774 | 146.3653 | 739 | 11 | 2 | 1673 | 3.9 | 0.5 | 4 | 18.1818 | 1.7422
S37E146_RES_2897 | Central | -36.7545 | 146.2149 | 598 | 18 | 2 | 2291 | 3.5 | 0.3 | 7 | 11.1111 | 1.7422
S37E146_RES_2910 | Central | -36.7525 | 146.2781 | 600 | 13 | 2 | 955 | 2.8 | 0.4 | 4 | 15.3846 | 1.7422
S37E146_RES_2916 | Central | -36.751 | 146.207 | 609 | 9 | 2 | 1723 | 4.3 | 0.5 | 3 | 22.2222 | 1.7422
S37E146_RES_2926 | Central | -36.7476 | 146.286 | 608 | 10 | 2 | 1623 | 3.4 | 0.3 | 6 | 20 | 1.7422
S37E146_RES_2969 | Central | -36.7281 | 146.5783 | 640 | 9 | 2 | 675 | 1.8 | 0.2 | 7 | 22.2222 | 1.7422
S37E146_RES_2884 | Central | -36.756 | 146.1824 | 652 | 10 | 2 | 1896 | 4.1 | 0.4 | 4 | 20 | 1.7422
S37E146_RES_2851 | Central | -36.7619 | 146.5725 | 770 | 9 | 2 | 508 | 1.7 | 0.3 | 7 | 22.2222 | 1.7422
S37E146_RES_2871 | Central | -36.7584 | 146.1922 | 659 | 15 | 2 | 1965 | 4.6 | 0.5 | 4 | 13.3333 | 1.7422
S37E146_RES_2808 | Central | -36.7656 | 146.5452 | 838 | 12 | 2 | 539 | 1.5 | 0.2 | 8 | 16.6667 | 1.7422
S37E146_RES_3633 | Central | -36.4531 | 146.7335 | 699 | 13 | 2 | 439 | 1.1 | 0.1 | 13 | 15.3846 | 1.7422
S37E146_RES_3530 | Central | -36.4764 | 146.9275 | 680 | 9 | 2 | 912 | 2.7 | 0.4 | 4 | 22.2222 | 1.7422
S37E146_RES_3554 | Central | -36.4705 | 146.9576 | 931 | 9 | 2 | 608 | 2.1 | 0.3 | 4 | 22.2222 | 1.7422
S37E146_RES_3410 | Central | -36.4982 | 146.9168 | 678 | 16 | 2 | 824 | 2.1 | 0.3 | 8 | 12.5 | 1.7422
S37E146_RES_3526 | Central | -36.4767 | 146.9638 | 999 | 13 | 2 | 1042 | 1.9 | 0.2 | 10 | 15.3846 | 1.7422
S37E146_RES_3368 | Central | -36.5031 | 146.9625 | 841 | 12 | 2 | 639 | 1.7 | 0.2 | 8 | 16.6667 | 1.7422
S37E146_RES_3354 | Central | -36.5057 | 146.9141 | 649 | 10 | 2 | 844 | 2.9 | 0.5 | 4 | 20 | 1.7422
S37E146_RES_3353 | Central | -36.5058 | 146.9697 | 750 | 11 | 2 | 527 | 1.8 | 0.3 | 7 | 18.1818 | 1.7422
S37E146_RES_3352 | Central | -36.5061 | 146.9184 | 699 | 9 | 2 | 1686 | 4.5 | 0.6 | 3 | 22.2222 | 1.7422
S37E146_RES_3290 | Central | -36.5205 | 146.9648 | 959 | 9 | 2 | 1360 | 3.5 | 0.4 | 4 | 22.2222 | 1.7422
S37E146_RES_3218 | Central | -36.5344 | 146.9494 | 679 | 11 | 2 | 539 | 1.7 | 0.3 | 6 | 18.1818 | 1.7422
S37E146_RES_3686 | Central | -36.446 | 146.7267 | 789 | 16 | 2 | 727 | 1.3 | 0.1 | 19 | 12.5 | 1.7422
S37E146_RES_3670 | Central | -36.4484 | 146.7667 | 732 | 17 | 2 | 1289 | 2.9 | 0.3 | 7 | 11.7647 | 1.7422
S37E146_RES_3676 | Central | -36.4475 | 146.7529 | 721 | 9 | 2 | 1260 | 3.4 | 0.5 | 4 | 22.2222 | 1.7422
S37E146_RES_3861 | Central | -36.4264 | 146.7725 | 809 | 13 | 2 | 1866 | 3.7 | 0.4 | 6 | 15.3846 | 1.7422
S37E146_RES_3783 | Central | -36.4331 | 146.7247 | 760 | 15 | 2 | 638 | 1.3 | 0.1 | 12 | 13.3333 | 1.7422
S37E146_RES_3826 | Central | -36.4294 | 146.7337 | 801 | 15 | 2 | 1501 | 3 | 0.3 | 8 | 13.3333 | 1.7422
S37E146_RES_3755 | Central | -36.4358 | 146.774 | 781 | 9 | 2 | 1624 | 4.3 | 0.6 | 4 | 22.2222 | 1.7422
S37E146_RES_3739 | Central | -36.4372 | 146.7299 | 808 | 16 | 2 | 1954 | 4 | 0.4 | 5 | 12.5 | 1.7422
S37E146_RES_3738 | Central | -36.4373 | 146.7811 | 729 | 18 | 2 | 955 | 1.9 | 0.2 | 11 | 11.1111 | 1.7422
S37E146_RES_3928 | Central | -36.4217 | 146.7539 | 780 | 9 | 2 | 1019 | 3.6 | 0.7 | 4 | 22.2222 | 1.7422
S37E146_RES_3900 | Central | -36.4236 | 146.9706 | 920 | 12 | 2 | 1091 | 3 | 0.4 | 5 | 16.6667 | 1.7422
S37E146_RES_3912 | Central | -36.4228 | 146.7369 | 790 | 16 | 2 | 1303 | 2.7 | 0.3 | 8 | 12.5 | 1.7422
S37E146_RES_3875 | Central | -36.4254 | 146.7656 | 789 | 9 | 2 | 1768 | 5.1 | 0.7 | 3 | 22.2222 | 1.7422
S37E146_RES_4057 | Central | -36.4131 | 146.7808 | 780 | 9 | 2 | 1006 | 2.4 | 0.3 | 6 | 22.2222 | 1.7422
S37E146_RES_3989 | Central | -36.4169 | 146.8067 | 770 | 10 | 2 | 993 | 2.4 | 0.3 | 5 | 20 | 1.7422
S37E146_RES_3972 | Central | -36.4181 | 146.7825 | 810 | 9 | 2 | 1824 | 4.3 | 0.5 | 4 | 22.2222 | 1.7422
S37E146_RES_3963 | Central | -36.419 | 146.729 | 780 | 11 | 2 | 1620 | 4 | 0.5 | 5 | 18.1818 | 1.7422
S37E146_RES_3960 | Central | -36.4194 | 146.7339 | 800 | 12 | 2 | 1327 | 2.9 | 0.3 | 7 | 16.6667 | 1.7422
S37E146_RES_4147 | Central | -36.4083 | 146.7169 | 720 | 11 | 2 | 725 | 1.9 | 0.3 | 7 | 18.1818 | 1.7422
S37E146_RES_4152 | Central | -36.4081 | 146.7302 | 821 | 11 | 2 | 750 | 1.8 | 0.2 | 8 | 18.1818 | 1.7422
S37E146_RES_4082 | Central | -36.4115 | 146.99 | 529 | 9 | 2 | 681 | 1.6 | 0.2 | 9 | 22.2222 | 1.7422
S37E146_RES_4076 | Central | -36.4117 | 146.7419 | 830 | 13 | 2 | 887 | 1.4 | 0.1 | 14 | 15.3846 | 1.7422
S37E146_RES_4232 | Central | -36.4031 | 146.7866 | 751 | 11 | 2 | 1038 | 2.9 | 0.4 | 5 | 18.1818 | 1.7422
S37E146_RES_4200 | Central | -36.4056 | 146.7117 | 669 | 15 | 2 | 712 | 2.2 | 0.4 | 7 | 13.3333 | 1.7422
S37E146_RES_4214 | Central | -36.405 | 146.7872 | 760 | 9 | 2 | 1150 | 3 | 0.4 | 4 | 22.2222 | 1.7422
S37E146_RES_4194 | Central | -36.4058 | 146.8175 | 710 | 9 | 2 | 1303 | 3.2 | 0.4 | 4 | 22.2222 | 1.7422
S37E146_RES_4197 | Central | -36.4057 | 146.6567 | 519 | 10 | 2 | 1160 | 2.5 | 0.3 | 6 | 20 | 1.7422
S37E146_RES_4160 | Central | -36.4078 | 146.725 | 790 | 11 | 2 | 843 | 2.4 | 0.3 | 6 | 18.1818 | 1.7422
S37E146_RES_4385 | Central | -36.3906 | 146.9472 | 650 | 9 | 2 | 564 | 2 | 0.3 | 5 | 22.2222 | 1.7422
S37E146_RES_4404 | Central | -36.3869 | 146.9709 | 971 | 12 | 2 | 1421 | 3.5 | 0.4 | 5 | 16.6667 | 1.7422
S37E146_RES_4444 | Central | -36.3768 | 146.9571 | 781 | 10 | 2 | 702 | 2.2 | 0.4 | 6 | 20 | 1.7422
S37E146_RES_4466 | Central | -36.3733 | 146.7883 | 650 | 9 | 2 | 1551 | 4.2 | 0.6 | 4 | 22.2222 | 1.7422
S37E146_RES_4320 | Central | -36.3961 | 146.7997 | 720 | 10 | 2 | 1375 | 4.8 | 0.8 | 3 | 20 | 1.7422
S37E146_RES_4321 | Central | -36.3959 | 146.8125 | 701 | 9 | 2 | 1391 | 4 | 0.6 | 4 | 22.2222 | 1.7422
S37E146_RES_4283 | Central | -36.3987 | 146.6992 | 598 | 9 | 2 | 1172 | 3.2 | 0.4 | 4 | 22.2222 | 1.7422
S37E146_RES_4615 | Central | -36.3488 | 146.7588 | 718 | 13 | 2 | 919 | 1.9 | 0.2 | 10 | 15.3846 | 1.7422
S37E146_RES_4573 | Central | -36.3535 | 146.7564 | 723 | 9 | 2 | 925 | 2.7 | 0.4 | 4 | 22.2222 | 1.7422
S37E146_RES_4553 | Central | -36.3557 | 146.7522 | 731 | 13 | 2 | 1898 | 2.9 | 0.2 | 8 | 15.3846 | 1.7422
S37E146_RES_4533 | Central | -36.3597 | 146.9511 | 639 | 13 | 2 | 1273 | 3.2 | 0.4 | 6 | 15.3846 | 1.7422
S37E146_RES_4512 | Central | -36.3633 | 146.9545 | 639 | 13 | 2 | 718 | 2.1 | 0.3 | 7 | 15.3846 | 1.7422
S37E146_RES_4499 | Central | -36.3667 | 146.9522 | 660 | 12 | 2 | 658 | 2.3 | 0.4 | 6 | 16.6667 | 1.7422
S37E146_RES_4670 | Central | -36.3342 | 146.9428 | 539 | 14 | 2 | 1174 | 2.4 | 0.2 | 7 | 14.2857 | 1.7422
S37E146_RES_4707 | Central | -36.3214 | 146.7725 | 671 | 11 | 2 | 1644 | 4.8 | 0.7 | 4 | 18.1818 | 1.7422
S37E146_RES_4635 | Central | -36.3411 | 146.7692 | 690 | 10 | 2 | 701 | 1.8 | 0.2 | 8 | 20 | 1.7422
S37E146_RES_4873 | Central | -36.2265 | 146.8918 | 600 | 12 | 2 | 529 | 1.4 | 0.2 | 11 | 16.6667 | 1.7422
S37E146_RES_4859 | Central | -36.2297 | 146.8994 | 640 | 9 | 2 | 1502 | 4.1 | 0.5 | 4 | 22.2222 | 1.7422
S37E146_RES_4835 | Central | -36.2363 | 146.8738 | 511 | 12 | 2 | 595 | 1.6 | 0.2 | 10 | 16.6667 | 1.7422
S37E146_RES_4797 | Central | -36.2565 | 146.8332 | 648 | 14 | 2 | 757 | 1.6 | 0.2 | 10 | 14.2857 | 1.7422
S37E147_RES_1143 | Central | -36.8688 | 147.9617 | 1309 | 10 | 2 | 1368 | 3.1 | 0.4 | 5 | 20 | 1.7422
S37E147_RES_1241 | Central | -36.8639 | 147.9778 | 1280 | 11 | 2 | 911 | 2.1 | 0.2 | 7 | 18.1818 | 1.7422
S37E147_RES_1289 | Central | -36.8611 | 147.5575 | 1120 | 15 | 2 | 644 | 1.6 | 0.2 | 11 | 13.3333 | 1.7422
S37E147_RES_1320 | Central | -36.8586 | 147.9622 | 1310 | 12 | 2 | 1201 | 3.6 | 0.5 | 4 | 16.6667 | 1.7422
S37E147_RES_123 | Central | -36.9915 | 147.9342 | 1208 | 9 | 2 | 1585 | 4.1 | 0.5 | 3 | 22.2222 | 1.7422
S37E147_RES_1491 | Central | -36.8468 | 147.949 | 1252 | 8 | 2 | 1103 | 2.9 | 0.4 | 4 | 25 | 1.7422
S37E147_RES_1493 | Central | -36.8464 | 147.5825 | 970 | 15 | 2 | 594 | 1.5 | 0.2 | 12 | 13.3333 | 1.7422
S37E147_RES_150 | Central | -36.9901 | 147.9367 | 1178 | 12 | 2 | 861 | 2.1 | 0.2 | 7 | 16.6667 | 1.7422
S37E147_RES_139 | Central | -36.9908 | 147.9637 | 1308 | 9 | 2 | 1461 | 3.2 | 0.3 | 4 | 22.2222 | 1.7422
S37E147_RES_1440 | Central | -36.8508 | 147.9447 | 1220 | 10 | 2 | 1270 | 3.7 | 0.5 | 4 | 20 | 1.7422
S37E147_RES_1461 | Central | -36.8492 | 147.5758 | 1020 | 11 | 2 | 805 | 2.6 | 0.4 | 5 | 18.1818 | 1.7422
S37E147_RES_1347 | Central | -36.857 | 147.9689 | 1318 | 10 | 2 | 1833 | 4.3 | 0.5 | 4 | 20 | 1.7422
S37E147_RES_1349 | Central | -36.8569 | 147.5397 | 1130 | 9 | 2 | 409 | 1.3 | 0.2 | 7 | 22.2222 | 1.7422
S37E147_RES_1324 | Central | -36.8583 | 147.951 | 1248 | 15 | 2 | 1318 | 3.6 | 0.5 | 5 | 13.3333 | 1.7422
S37E147_RES_1751 | Central | -36.8285 | 147.9604 | 1457 | 14 | 2 | 898 | 1.5 | 0.1 | 13 | 14.2857 | 1.7422
S37E147_RES_1535 | Central | -36.8426 | 147.5785 | 1029 | 9 | 2 | 973 | 2.8 | 0.4 | 5 | 22.2222 | 1.7422
S37E147_RES_1876 | Central | -36.82 | 147.9854 | 1351 | 11 | 2 | 737 | 2.3 | 0.4 | 5 | 18.1818 | 1.7422
S37E147_RES_2016 | Central | -36.8103 | 147.0289 | 700 | 8 | 2 | 427 | 1.5 | 0.3 | 6 | 25 | 1.7422
S37E147_RES_196 | Central | -36.9869 | 147.9708 | 1309 | 14 | 2 | 1635 | 3.5 | 0.4 | 7 | 14.2857 | 1.7422
S37E147_RES_1811 | Central | -36.8244 | 147.9648 | 1499 | 10 | 2 | 774 | 1.8 | 0.2 | 8 | 20 | 1.7422
S37E147_RES_1814 | Central | -36.8241 | 147.9361 | 1562 | 9 | 2 | 1475 | 4.4 | 0.7 | 3 | 22.2222 | 1.7422
S37E147_RES_19 | Central | -36.9988 | 147.9586 | 1208 | 14 | 2 | 570 | 1.7 | 0.2 | 8 | 14.2857 | 1.7422
S37E147_RES_2031 | Central | -36.8091 | 147.9611 | 1581 | 13 | 2 | 1723 | 2.9 | 0.3 | 7 | 15.3846 | 1.7422
S37E147_RES_2074 | Central | -36.8056 | 147.4624 | 1601 | 9 | 2 | 905 | 2.5 | 0.3 | 4 | 22.2222 | 1.7422
S37E147_RES_2128 | Central | -36.802 | 147.7842 | 1109 | 15 | 2 | 668 | 2 | 0.3 | 7 | 13.3333 | 1.7422
S37E147_RES_2138 | Central | -36.8014 | 147.9697 | 1490 | 15 | 2 | 563 | 1.6 | 0.2 | 11 | 13.3333 | 1.7422
S37E147_RES_212 | Central | -36.9854 | 147.8408 | 1008 | 10 | 2 | 1201 | 2.4 | 0.2 | 7 | 20 | 1.7422
S37E147_RES_2295 | Central | -36.793 | 147.9819 | 1459 | 11 | 2 | 620 | 1.7 | 0.2 | 8 | 18.1818 | 1.7422
S37E147_RES_262 | Central | -36.9825 | 147.8525 | 970 | 11 | 2 | 235 | 0.8 | 0.1 | 13 | 18.1818 | 1.7422
S37E147_RES_325 | Central | -36.9792 | 147.8797 | 950 | 9 | 2 | 1108 | 3 | 0.4 | 4 | 22.2222 | 1.7422
S37E147_RES_265 | Central | -36.9824 | 147.9304 | 1112 | 16 | 2 | 1350 | 2.6 | 0.3 | 9 | 12.5 | 1.7422
S37E147_RES_270 | Central | -36.982 | 147.9163 | 1131 | 14 | 2 | 1951 | 3.7 | 0.4 | 6 | 14.2857 | 1.7422
S37E147_RES_281 | Central | -36.9817 | 147.9517 | 1190 | 9 | 2 | 979 | 2.8 | 0.4 | 4 | 22.2222 | 1.7422
S37E147_RES_414 | Central | -36.9747 | 147.8719 | 930 | 10 | 2 | 483 | 1.4 | 0.2 | 8 | 20 | 1.7422
S37E147_RES_415 | Central | -36.9747 | 147.8545 | 1029 | 10 | 2 | 397 | 1 | 0.1 | 11 | 20 | 1.7422
S37E147_RES_487 | Central | -36.9687 | 147.8561 | 1081 | 9 | 2 | 626 | 2 | 0.3 | 5 | 22.2222 | 1.7422
S37E147_RES_525 | Central | -36.9636 | 147.8708 | 1050 | 10 | 2 | 1226 | 4.1 | 0.7 | 3 | 20 | 1.7422
S37E147_RES_43 | Central | -36.9969 | 147.9303 | 1210 | 13 | 2 | 1492 | 2.8 | 0.3 | 7 | 15.3846 | 1.7422
S37E147_RES_653 | Central | -36.9499 | 147.8987 | 1061 | 11 | 2 | 1808 | 3.3 | 0.3 | 5 | 18.1818 | 1.7422
S37E147_RES_656 | Central | -36.9493 | 147.8742 | 1101 | 14 | 2 | 576 | 1.8 | 0.3 | 8 | 14.2857 | 1.7422
S37E147_RES_670 | Central | -36.9472 | 147.8674 | 1189 | 14 | 2 | 576 | 1.3 | 0.2 | 12 | 14.2857 | 1.7422
S37E147_RES_56 | Central | -36.9962 | 147.8353 | 1039 | 13 | 2 | 1356 | 3.6 | 0.5 | 5 | 15.3846 | 1.7422
S37E147_RES_561 | Central | -36.9614 | 147.8768 | 1032 | 13 | 2 | 1548 | 3.2 | 0.3 | 6 | 15.3846 | 1.7422
S37E147_RES_576 | Central | -36.9603 | 147.8483 | 1170 | 10 | 2 | 985 | 2.6 | 0.3 | 5 | 20 | 1.7422
S37E147_RES_592 | Central | -36.9592 | 147.9 | 1031 | 13 | 2 | 1294 | 2.6 | 0.3 | 7 | 15.3846 | 1.7422
S37E147_RES_594 | Central | -36.959 | 147.8848 | 1017 | 9 | 2 | 539 | 2 | 0.4 | 4 | 22.2222 | 1.7422
S37E147_RES_744 | Central | -36.9211 | 147.8201 | 1069 | 14 | 2 | 557 | 1.4 | 0.2 | 12 | 14.2857 | 1.7422
S37E147_RES_797 | Central | -36.9108 | 147.8186 | 1110 | 9 | 2 | 1660 | 3.9 | 0.5 | 4 | 22.2222 | 1.7422
S37E147_RES_695 | Central | -36.9413 | 147.8637 | 1209 | 13 | 2 | 1127 | 1.6 | 0.1 | 14 | 15.3846 | 1.7422
S37E147_RES_719 | Central | -36.9275 | 147.8994 | 1151 | 13 | 2 | 842 | 2 | 0.2 | 9 | 15.3846 | 1.7422
S37E147_RES_723 | Central | -36.9261 | 147.8398 | 1039 | 9 | 2 | 1276 | 2.4 | 0.2 | 7 | 22.2222 | 1.7422
S37E147_RES_675 | Central | -36.9464 | 147.8828 | 1170 | 12 | 2 | 1641 | 3.1 | 0.3 | 6 | 16.6667 | 1.7422
S37E147_RES_91 | Central | -36.9939 | 147.8286 | 1030 | 17 | 2 | 1059 | 2.1 | 0.2 | 8 | 11.7647 | 1.7422
S37E147_RES_886 | Central | -36.8999 | 147.4864 | 1029 | 10 | 2 | 533 | 1.9 | 0.3 | 5 | 20 | 1.7422
S37E147_RES_859 | Central | -36.9034 | 147.7571 | 1121 | 11 | 2 | 675 | 2.1 | 0.3 | 5 | 18.1818 | 1.7422
S37E147_RES_851 | Central | -36.9039 | 147.5083 | 1330 | 9 | 2 | 929 | 2.7 | 0.4 | 5 | 22.2222 | 1.7422
S37E147_RES_3055 | Central | -36.7492 | 147.098 | 739 | 10 | 2 | 403 | 1.2 | 0.2 | 9 | 20 | 1.7422
S37E147_RES_3085 | Central | -36.7463 | 147.4647 | 962 | 14 | 2 | 781 | 2.5 | 0.4 | 6 | 14.2857 | 1.7422
S37E147_RES_3113 | Central | -36.7446 | 147.4096 | 1047 | 13 | 2 | 514 | 1.3 | 0.2 | 13 | 15.3846 | 1.7422
S37E147_RES_2723 | Central | -36.7724 | 147.1004 | 930 | 9 | 2 | 663 | 2.2 | 0.4 | 5 | 22.2222 | 1.7422
S37E147_RES_2764 | Central | -36.7703 | 147.1033 | 960 | 10 | 2 | 1072 | 3 | 0.4 | 4 | 20 | 1.7422
S37E147_RES_2766 | Central | -36.7703 | 147.9836 | 1280 | 9 | 2 | 923 | 2.3 | 0.3 | 6 | 22.2222 | 1.7422
S37E147_RES_2854 | Central | -36.7656 | 147.9722 | 1310 | 11 | 2 | 1294 | 3.2 | 0.4 | 5 | 18.1818 | 1.7422
S37E147_RES_2875 | Central | -36.7644 | 147.4733 | 1019 | 15 | 2 | 954 | 2.7 | 0.4 | 6 | 13.3333 | 1.7422
S37E147_RES_2656 | Central | -36.775 | 147.4465 | 997 | 10 | 2 | 291 | 1.1 | 0.2 | 10 | 20 | 1.7422
S37E147_RES_2527 | Central | -36.7805 | 147.9908 | 1381 | 9 | 2 | 997 | 3 | 0.4 | 4 | 22.2222 | 1.7422
S37E147_RES_2617 | Central | -36.7767 | 147.4532 | 1048 | 11 | 2 | 601 | 1.5 | 0.2 | 10 | 18.1818 | 1.7422
S37E147_RES_4195 | Central | -36.6674 | 147.3815 | 1061 | 14 | 2 | 576 | 1.3 | 0.1 | 16 | 14.2857 | 1.7422
S37E147_RES_3553 | Central | -36.698 | 147.3632 | 1209 | 11 | 2 | 451 | 1.1 | 0.1 | 11 | 18.1818 | 1.7422
S37E147_RES_4073 | Central | -36.6734 | 147.2841 | 889 | 10 | 2 | 663 | 1.9 | 0.3 | 6 | 20 | 1.7422
S37E147_RES_4097 | Central | -36.672 | 147.5286 | 929 | 11 | 2 | 365 | 1.1 | 0.2 | 11 | 18.1818 | 1.7422
S37E147_RES_3205 | Central | -36.736 | 147.1085 | 732 | 9 | 2 | 409 | 1.2 | 0.2 | 8 | 22.2222 | 1.7422
S37E147_RES_3149 | Central | -36.7414 | 147.484 | 972 | 9 | 2 | 508 | 1.3 | 0.2 | 11 | 22.2222 | 1.7422
S37E147_RES_4300 | Central | -36.6624 | 147.3875 | 979 | 11 | 2 | 403 | 1.1 | 0.1 | 11 | 18.1818 | 1.7422
S37E147_RES_10015 | Central | -36.3297 | 147.4889 | 820 | 13 | 2 | 1080 | 2.6 | 0.3 | 7 | 15.3846 | 1.7422
S37E147_RES_10024 | Central | -36.3288 | 147.4979 | 756 | 17 | 2 | 416 | 1.1 | 0.1 | 16 | 11.7647 | 1.7422
S37E147_RES_10047 | Central | -36.3266 | 147.4876 | 842 | 11 | 2 | 1135 | 2.6 | 0.3 | 6 | 18.1818 | 1.7422
S37E147_RES_10070 | Central | -36.3252 | 147.3451 | 775 | 14 | 2 | 1694 | 2.9 | 0.2 | 8 | 14.2857 | 1.7422
S37E147_RES_10074 | Central | -36.3249 | 147.3292 | 729 | 8 | 2 | 1087 | 2.7 | 0.3 | 5 | 25 | 1.7422
S37E147_RES_10112 | Central | -36.3222 | 147.4892 | 840 | 11 | 2 | 590 | 1.9 | 0.3 | 7 | 18.1818 | 1.7422
S37E147_RES_10157 | Central | -36.3194 | 147.9481 | 810 | 13 | 2 | 495 | 1.7 | 0.3 | 6 | 15.3846 | 1.7422
S37E147_RES_10184 | Central | -36.317 | 147.5182 | 951 | 15 | 2 | 1316 | 3.3 | 0.4 | 5 | 13.3333 | 1.7422
S37E147_RES_10237 | Central | -36.312 | 147.9655 | 879 | 9 | 2 | 1456 | 3.4 | 0.4 | 4 | 22.2222 | 1.7422
S37E147_RES_10264 | Central | -36.3101 | 147.3334 | 738 | 14 | 2 | 1575 | 3.3 | 0.3 | 6 | 14.2857 | 1.7422
S37E147_RES_10284 | Central | -36.3086 | 147.5281 | 961 | 10 | 2 | 1018 | 2.8 | 0.4 | 4 | 20 | 1.7422
S37E147_RES_10319 | Central | -36.3069 | 147.9448 | 761 | 12 | 2 | 762 | 2.1 | 0.3 | 6 | 16.6667 | 1.7422
S37E147_RES_10372 | Central | -36.3018 | 147.1803 | 819 | 10 | 2 | 1340 | 3.1 | 0.3 | 5 | 20 | 1.7422
S37E147_RES_10389 | Central | -36.3008 | 147.9572 | 710 | 14 | 2 | 436 | 1.2 | 0.2 | 12 | 14.2857 | 1.7422
S37E147_RES_10404 | Central | -36.2989 | 147.2873 | 579 | 13 | 2 | 1658 | 3.6 | 0.4 | 5 | 15.3846 | 1.7422
S37E147_RES_10425 | Central | -36.2972 | 147.5239 | 800 | 15 | 2 | 974 | 2.5 | 0.3 | 8 | 13.3333 | 1.7422
S37E147_RES_10430 | Central | -36.2969 | 147.5564 | 890 | 10 | 2 | 1535 | 3.6 | 0.4 | 4 | 20 | 1.7422
S37E147_RES_10469 | Central | -36.2954 | 147.9542 | 647 | 11 | 2 | 416 | 1.3 | 0.2 | 7 | 18.1818 | 1.7422
S37E147_RES_10481 | Central | -36.2951 | 147.1774 | 759 | 11 | 2 | 1178 | 3.4 | 0.5 | 4 | 18.1818 | 1.7422
S37E147_RES_10517 | Central | -36.2931 | 147.5639 | 790 | 13 | 2 | 551 | 1.5 | 0.2 | 9 | 15.3846 | 1.7422
S37E147_RES_10535 | Central | -36.2919 | 147.5157 | 851 | 12 | 2 | 626 | 2 | 0.3 | 8 | 16.6667 | 1.7422
S37E147_RES_10556 | Central | -36.2911 | 147.5711 | 750 | 11 | 2 | 720 | 1.9 | 0.3 | 6 | 18.1818 | 1.7422
S37E147_RES_10584 | Central | -36.2887 | 147.1746 | 739 | 13 | 2 | 1588 | 4.2 | 0.6 | 4 | 15.3846 | 1.7422
S37E147_RES_10588 | Central | -36.2883 | 147.5636 | 810 | 13 | 2 | 1359 | 3.2 | 0.4 | 6 | 15.3846 | 1.7422
S37E147_RES_10605 | Central | -36.2861 | 147.1642 | 730 | 10 | 2 | 930 | 2.7 | 0.4 | 4 | 20 | 1.7422
S37E147_RES_10634 | Central | -36.2839 | 147.5575 | 790 | 16 | 2 | 1228 | 2.3 | 0.2 | 12 | 12.5 | 1.7422
S37E147_RES_10645 | Central | -36.2831 | 147.17 | 700 | 10 | 2 | 1357 | 3 | 0.3 | 5 | 20 | 1.7422
S37E147_RES_10667 | Central | -36.2817 | 147.157 | 659 | 9 | 2 | 968 | 2.7 | 0.4 | 4 | 22.2222 | 1.7422
S37E147_RES_10718 | Central | -36.2787 | 147.1464 | 508 | 11 | 2 | 547 | 1.8 | 0.3 | 6 | 18.1818 | 1.7422
S37E147_RES_10733 | Central | -36.2778 | 147.4926 | 889 | 19 | 2 | 1236 | 2.8 | 0.3 | 7 | 10.5263 | 1.7422
S37E147_RES_10767 | Central | -36.2757 | 147.4713 | 774 | 10 | 2 | 945 | 2.1 | 0.2 | 7 | 20 | 1.7422
S37E147_RES_10770 | Central | -36.2756 | 147.4994 | 940 | 11 | 2 | 1534 | 4.2 | 0.6 | 4 | 18.1818 | 1.7422
S37E147_RES_10850 | Central | -36.2708 | 147.9784 | 812 | 9 | 2 | 814 | 2.2 | 0.3 | 6 | 22.2222 | 1.7422
S37E147_RES_10893 | Central | -36.2686 | 147.7829 | 661 | 9 | 2 | 564 | 1.8 | 0.3 | 5 | 22.2222 | 1.7422
S37E147_RES_10935 | Central | -36.2664 | 147.7092 | 720 | 11 | 2 | 1028 | 2.6 | 0.3 | 6 | 18.1818 | 1.7422
S37E147_RES_10960 | Central | -36.2647 | 147.7169 | 690 | 14 | 2 | 752 | 2.4 | 0.4 | 6 | 14.2857 | 1.7422
S37E147_RES_10979 | Central | -36.2636 | 147.515 | 981 | 9 | 2 | 1178 | 3.2 | 0.4 | 5 | 22.2222 | 1.7422
S37E147_RES_11062 | Central | -36.2583 | 147.4034 | 578 | 10 | 2 | 1228 | 2.8 | 0.3 | 5 | 20 | 1.7422
S37E147_RES_11083 | Central | -36.2575 | 147.4599 | 801 | 10 | 2 | 701 | 2.1 | 0.3 | 5 | 20 | 1.7422
S37E147_RES_11094 | Central | -36.257 | 147.5644 | 779 | 15 | 2 | 683 | 2 | 0.3 | 8 | 13.3333 | 1.7422
S37E147_RES_11160 | Central | -36.2514 | 147.4714 | 890 | 9 | 2 | 1590 | 3.5 | 0.4 | 4 | 22.2222 | 1.7422
S37E147_RES_11183 | Central | -36.2501 | 147.406 | 601 | 11 | 2 | 657 | 1.9 | 0.3 | 6 | 18.1818 | 1.7422
S37E147_RES_11188 | Central | -36.2494 | 147.4947 | 940 | 11 | 2 | 1215 | 2.4 | 0.2 | 7 | 18.1818 | 1.7422
S37E147_RES_11275 | Central | -36.2414 | 147.3833 | 530 | 15 | 2 | 491 | 1.1 | 0.1 | 15 | 13.3333 | 1.7422
S37E147_RES_11277 | Central | -36.2409 | 147.3895 | 579 | 10 | 2 | 837 | 2.6 | 0.4 | 4 | 20 | 1.7422
S37E147_RES_11301 | Central | -36.2391 | 147.5427 | 849 | 13 | 2 | 695 | 1.7 | 0.2 | 8 | 15.3846 | 1.7422
S37E147_RES_11304 | Central | -36.2389 | 147.4513 | 832 | 13 | 2 | 882 | 2.4 | 0.3 | 6 | 15.3846 | 1.7422
S37E147_RES_11449 | Central | -36.2236 | 147.5292 | 880 | 16 | 2 | 1017 | 2.5 | 0.3 | 7 | 12.5 | 1.7422
S37E147_RES_11452 | Central | -36.2233 | 147.3994 | 540 | 11 | 2 | 1446 | 3.1 | 0.3 | 6 | 18.1818 | 1.7422
S37E147_RES_11466 | Central | -36.22 | 147.5283 | 900 | 11 | 2 | 1297 | 3 | 0.3 | 5 | 18.1818 | 1.7422
S37E147_RES_11468 | Central | -36.2194 | 147.4487 | 679 | 10 | 2 | 1205 | 3.8 | 0.6 | 3 | 20 | 1.7422
S37E147_RES_11472 | Central | -36.2192 | 147.4544 | 720 | 11 | 2 | 718 | 2.1 | 0.3 | 7 | 18.1818 | 1.7422
S37E147_RES_11482 | Central | -36.2186 | 147.5221 | 899 | 14 | 2 | 1569 | 3.2 | 0.3 | 7 | 14.2857 | 1.7422
S37E147_RES_11492 | Central | -36.2156 | 147.6035 | 738 | 10 | 2 | 1215 | 2.8 | 0.3 | 6 | 20 | 1.7422
S37E147_RES_11503 | Central | -36.2142 | 147.4784 | 889 | 17 | 2 | 2439 | 4.1 | 0.3 | 7 | 11.7647 | 1.7422
S37E147_RES_11556 | Central | -36.2018 | 147.6159 | 718 | 15 | 2 | 1548 | 3 | 0.3 | 7 | 13.3333 | 1.7422
S37E147_RES_11561 | Central | -36.2014 | 147.6019 | 709 | 16 | 2 | 1637 | 2.9 | 0.3 | 8 | 12.5 | 1.7422
S37E147_RES_11566 | Central | -36.1992 | 147.9852 | 711 | 9 | 2 | 918 | 2.8 | 0.4 | 4 | 22.2222 | 1.7422
S37E147_RES_11589 | Central | -36.1931 | 147.9831 | 770 | 13 | 2 | 1028 | 2.3 | 0.3 | 9 | 15.3846 | 1.7422
S37E147_RES_11650 | Central | -36.1789 | 147.1626 | 581 | 12 | 2 | 1117 | 2.6 | 0.3 | 6 | 16.6667 | 1.7422
S37E147_RES_11697 | Central | -36.17 | 147.5875 | 760 | 9 | 2 | 1043 | 2.1 | 0.2 | 7 | 22.2222 | 1.7422
S37E147_RES_11709 | Central | -36.1681 | 147.1456 | 530 | 9 | 2 | 1073 | 3 | 0.4 | 4 | 22.2222 | 1.7422
S37E147_RES_11728 | Central | -36.1642 | 147.4617 | 700 | 10 | 2 | 1330 | 2.7 | 0.3 | 6 | 20 | 1.7422
S37E147_RES_11731 | Central | -36.1637 | 147.1487 | 488 | 11 | 2 | 485 | 1.4 | 0.2 | 8 | 18.1818 | 1.7422
S37E147_RES_11758 | Central | -36.1573 | 147.1701 | 509 | 10 | 2 | 770 | 2 | 0.3 | 6 | 20 | 1.7422
S37E147_RES_11760 | Central | -36.1572 | 147.4467 | 670 | 11 | 2 | 570 | 1.4 | 0.2 | 10 | 18.1818 | 1.7422
S37E147_RES_11774 | Central | -36.1544 | 147.1809 | 531 | 13 | 2 | 1750 | 3.2 | 0.3 | 7 | 15.3846 | 1.7422
S37E147_RES_11803 | Central | -36.1475 | 147.2176 | 669 | 13 | 2 | 1535 | 2.4 | 0.2 | 9 | 15.3846 | 1.7422
S37E147_RES_11828 | Central | -36.144 | 147.8786 | 849 | 9 | 2 | 726 | 2.4 | 0.4 | 4 | 22.2222 | 1.7422
S37E147_RES_11837 | Central | -36.1429 | 147.5491 | 709 | 9 | 2 | 1279 | 3.2 | 0.4 | 4 | 22.2222 | 1.7422
S37E147_RES_11854 | Central | -36.1403 | 147.5428 | 700 | 10 | 2 | 614 | 1.9 | 0.3 | 7 | 20 | 1.7422
S37E147_RES_11863 | Central | -36.1378 | 147.5869 | 760 | 9 | 2 | 1850 | 4.7 | 0.6 | 3 | 22.2222 | 1.7422
S37E147_RES_11884 | Central | -36.135 | 147.5881 | 760 | 17 | 2 | 2629 | 4.3 | 0.3 | 6 | 11.7647 | 1.7422
S37E147_RES_11910 | Central | -36.1308 | 147.4311 | 721 | 12 | 2 | 1461 | 3.6 | 0.4 | 5 | 16.6667 | 1.7422
S37E147_RES_11917 | Central | -36.1303 | 147.8779 | 649 | 16 | 2 | 508 | 1.3 | 0.2 | 12 | 12.5 | 1.7422
S37E147_RES_11922 | Central | -36.1302 | 147.1979 | 618 | 26 | 2 | 799 | 1.7 | 0.2 | 13 | 7.6923 | 1.7422
S37E147_RES_11952 | Central | -36.1282 | 147.4387 | 700 | 11 | 2 | 936 | 2.2 | 0.3 | 7 | 18.1818 | 1.7422
S37E147_RES_11956 | Central | -36.1281 | 147.9347 | 560 | 11 | 2 | 763 | 2 | 0.3 | 7 | 18.1818 | 1.7422
S37E147_RES_12009 | Central | -36.1254 | 147.9027 | 738 | 20 | 2 | 1667 | 3 | 0.3 | 9 | 10 | 1.7422
S37E147_RES_12091 | Central | -36.1215 | 147.2113 | 589 | 9 | 2 | 713 | 1.9 | 0.2 | 6 | 22.2222 | 1.7422
S37E147_RES_12098 | Central | -36.1211 | 147.2175 | 560 | 10 | 2 | 1402 | 4 | 0.6 | 4 | 20 | 1.7422
S37E147_RES_12099 | Central | -36.1211 | 147.8724 | 642 | 13 | 2 | 1242 | 2.3 | 0.2 | 9 | 15.3846 | 1.7422
S37E147_RES_12191 | Central | -36.1175 | 147.8781 | 650 | 13 | 2 | 2084 | 5.1 | 0.6 | 3 | 15.3846 | 1.7422
S37E147_RES_12231 | Central | -36.1163 | 147.1994 | 581 | 11 | 2 | 745 | 1.9 | 0.3 | 7 | 18.1818 | 1.7422
S37E147_RES_12248 | Central | -36.1158 | 147.6029 | 761 | 11 | 2 | 1658 | 3.4 | 0.3 | 5 | 18.1818 | 1.7422
S37E147_RES_12251 | Central | -36.1157 | 147.8946 | 721 | 13 | 2 | 949 | 2.8 | 0.4 | 6 | 15.3846 | 1.7422
S37E147_RES_12252 | Central | -36.1156 | 147.8795 | 629 | 13 | 2 | 1211 | 3 | 0.4 | 5 | 15.3846 | 1.7422
S37E147_RES_12284 | Central | -36.1143 | 147.2031 | 559 | 12 | 2 | 926 | 2.7 | 0.4 | 6 | 16.6667 | 1.7422
S37E147_RES_12289 | Central | -36.1142 | 147.6076 | 732 | 11 | 2 | 1541 | 4.4 | 0.6 | 4 | 18.1818 | 1.7422
S37E147_RES_12305 | Central | -36.1135 | 147.3692 | 589 | 13 | 2 | 1044 | 2.4 | 0.3 | 6 | 15.3846 | 1.7422
S37E147_RES_12311 | Central | -36.1134 | 147.6045 | 761 | 11 | 2 | 1902 | 4.9 | 0.6 | 4 | 18.1818 | 1.7422
S37E147_RES_12365 | Central | -36.1106 | 147.8833 | 620 | 10 | 2 | 1186 | 2.9 | 0.4 | 5 | 20 | 1.7422
S37E147_RES_12445 | Central | -36.1057 | 147.571 | 588 | 9 | 2 | 458 | 1.5 | 0.2 | 7 | 22.2222 | 1.7422
S37E147_RES_12457 | Central | -36.105 | 147.5854 | 789 | 12 | 2 | 979 | 2.1 | 0.2 | 9 | 16.6667 | 1.7422
S37E147_RES_12537 | Central | -36.098 | 147.4971 | 690 | 11 | 2 | 701 | 1.7 | 0.2 | 8 | 18.1818 | 1.7422
S37E147_RES_12538 | Central | -36.0978 | 147.5819 | 691 | 11 | 2 | 609 | 2.1 | 0.4 | 4 | 18.1818 | 1.7422
S37E147_RES_12541 | Central | -36.0975 | 147.1024 | 492 | 15 | 2 | 1019 | 1.9 | 0.2 | 12 | 13.3333 | 1.7422
S37E147_RES_12552 | Central | -36.095 | 147.6147 | 699 | 13 | 2 | 553 | 1.6 | 0.2 | 9 | 15.3846 | 1.7422
S37E147_RES_12554 | Central | -36.0946 | 147.3669 | 692 | 9 | 2 | 1265 | 3 | 0.4 | 4 | 22.2222 | 1.7422
S37E147_RES_12586 | Central | -36.0928 | 147.9119 | 570 | 12 | 2 | 954 | 1.8 | 0.2 | 9 | 16.6667 | 1.7422
S37E147_RES_12615 | Central | -36.0904 | 147.4921 | 627 | 12 | 2 | 1521 | 3.5 | 0.4 | 4 | 16.6667 | 1.7422
S37E147_RES_12646 | Central | -36.0885 | 147.5963 | 652 | 9 | 2 | 695 | 2 | 0.3 | 6 | 22.2222 | 1.7422
S37E147_RES_12687 | Central | -36.0843 | 147.5157 | 658 | 10 | 2 | 1379 | 2.6 | 0.3 | 7 | 20 | 1.7422
S37E147_RES_12716 | Central | -36.0822 | 147.5873 | 621 | 10 | 2 | 807 | 2.1 | 0.3 | 7 | 20 | 1.7422
S37E147_RES_12735 | Central | -36.0809 | 147.5731 | 649 | 9 | 2 | 888 | 2.7 | 0.4 | 5 | 22.2222 | 1.7422
S37E147_RES_12737 | Central | -36.0808 | 147.3706 | 510 | 10 | 2 | 689 | 2.2 | 0.3 | 6 | 20 | 1.7422
S37E147_RES_12768 | Central | -36.0773 | 147.5935 | 548 | 19 | 2 | 489 | 1.3 | 0.2 | 13 | 10.5263 | 1.7422
S37E147_RES_12796 | Central | -36.0719 | 147.4874 | 579 | 11 | 2 | 1988 | 4.3 | 0.5 | 4 | 18.1818 | 1.7422
S37E147_RES_12812 | Central | -36.0708 | 147.478 | 649 | 9 | 2 | 963 | 2.9 | 0.4 | 4 | 22.2222 | 1.7422
S37E147_RES_12844 | Central | -36.0669 | 147.4801 | 641 | 10 | 2 | 1025 | 2.4 | 0.3 | 5 | 20 | 1.7422
S37E147_RES_12861 | Central | -36.0647 | 147.4761 | 690 | 9 | 2 | 763 | 2.4 | 0.4 | 4 | 22.2222 | 1.7422
S37E147_RES_12932 | Central | -36.0256 | 147.8847 | 580 | 9 | 2 | 1131 | 3.4 | 0.5 | 3 | 22.2222 | 1.7422
S37E147_RES_4303 | Central | -36.6622 | 147.5342 | 800 | 10 | 2 | 266 | 0.9 | 0.1 | 12 | 20 | 1.7422
S37E147_RES_4365 | Central | -36.6581 | 147.9977 | 1289 | 10 | 2 | 756 | 2.3 | 0.3 | 5 | 20 | 1.7422
S37E147_RES_4466 | Central | -36.6538 | 147.8957 | 1176 | 11 | 2 | 496 | 1.1 | 0.1 | 13 | 18.1818 | 1.7422
S37E147_RES_4575 | Central | -36.6475 | 147.0596 | 679 | 10 | 2 | 545 | 1.5 | 0.2 | 8 | 20 | 1.7422
S37E147_RES_4626 | Central | -36.644 | 147.8961 | 1242 | 9 | 2 | 372 | 1.2 | 0.2 | 8 | 22.2222 | 1.7422
S37E147_RES_4629 | Central | -36.6436 | 147.3419 | 830 | 12 | 2 | 1184 | 2.4 | 0.2 | 7 | 16.6667 | 1.7422
S37E147_RES_4814 | Central | -36.6342 | 147.4736 | 840 | 13 | 2 | 744 | 2.3 | 0.3 | 6 | 15.3846 | 1.7422
S37E147_RES_4833 | Central | -36.6336 | 147.2869 | 959 | 12 | 2 | 495 | 1.7 | 0.3 | 7 | 16.6667 | 1.7422
S37E147_RES_4875 | Central | -36.6319 | 147.9884 | 1232 | 10 | 2 | 1128 | 2.6 | 0.3 | 5 | 20 | 1.7422
S37E147_RES_4974 | Central | -36.6281 | 147.9578 | 1420 | 14 | 2 | 347 | 1 | 0.1 | 18 | 14.2857 | 1.7422
S37E147_RES_4982 | Central | -36.6276 | 147.9474 | 1391 | 10 | 2 | 378 | 1.1 | 0.2 | 10 | 20 | 1.7422
S37E147_RES_5014 | Central | -36.6257 | 147.7921 | 988 | 10 | 2 | 354 | 1 | 0.1 | 12 | 20 | 1.7422
S37E147_RES_5068 | Central | -36.6231 | 147.2817 | 850 | 11 | 2 | 383 | 1.3 | 0.2 | 9 | 18.1818 | 1.7422
S37E147_RES_5158 | Central | -36.6181 | 147.7947 | 1052 | 10 | 2 | 422 | 1.4 | 0.2 | 8 | 20 | 1.7422
S37E147_RES_5303 | Central | -36.6086 | 147.2839 | 770 | 13 | 2 | 414 | 1.2 | 0.2 | 12 | 15.3846 | 1.7422
S37E147_RES_5512 | Central | -36.5989 | 147.2288 | 741 | 9 | 2 | 353 | 1.2 | 0.2 | 9 | 22.2222 | 1.7422
S37E147_RES_5543 | Central | -36.5976 | 147.2571 | 868 | 12 | 2 | 503 | 1.4 | 0.2 | 9 | 16.6667 | 1.7422
S37E147_RES_5670 | Central | -36.594 | 147.8457 | 1012 | 11 | 2 | 453 | 1.3 | 0.2 | 11 | 18.1818 | 1.7422
S37E147_RES_5778 | Central | -36.5897 | 147.9785 | 1301 | 10 | 2 | 383 | 1.3 | 0.2 | 9 | 20 | 1.7422
S37E147_RES_5899 | Central | -36.585 | 147.8139 | 1000 | 10 | 2 | 255 | 0.8 | 0.1 | 14 | 20 | 1.7422
S37E147_RES_5988 | Central | -36.5806 | 147.2892 | 720 | 9 | 2 | 433 | 1.4 | 0.2 | 7 | 22.2222 | 1.7422
S37E147_RES_6056 | Central | -36.5769 | 147.7939 | 1050 | 12 | 2 | 348 | 1.3 | 0.2 | 9 | 16.6667 | 1.7422
S37E147_RES_6193 | Central | -36.5683 | 147.9978 | 1320 | 11 | 2 | 910 | 3.3 | 0.6 | 4 | 18.1818 | 1.7422
S37E147_RES_6271 | Central | -36.5634 | 147.2976 | 694 | 13 | 2 | 986 | 2 | 0.2 | 10 | 15.3846 | 1.7422
S37E147_RES_6279 | Central | -36.5632 | 147.2916 | 738 | 9 | 2 | 582 | 1.9 | 0.3 | 6 | 22.2222 | 1.7422
S37E147_RES_6297 | Central | -36.5619 | 147.9939 | 1200 | 9 | 2 | 433 | 0.9 | 0.1 | 17 | 22.2222 | 1.7422
S37E147_RES_6376 | Central | -36.5557 | 147.9632 | 1392 | 11 | 2 | 551 | 1.6 | 0.2 | 8 | 18.1818 | 1.7422
S37E147_RES_6413 | Central | -36.5531 | 147.9306 | 1189 | 9 | 2 | 923 | 1.9 | 0.2 | 8 | 22.2222 | 1.7422
S37E147_RES_6433 | Central | -36.5514 | 147.2892 | 700 | 9 | 2 | 458 | 1.5 | 0.3 | 6 | 22.2222 | 1.7422
S37E147_RES_6437 | Central | -36.5511 | 147.9458 | 1241 | 11 | 2 | 1303 | 2.7 | 0.3 | 6 | 18.1818 | 1.7422
S37E147_RES_6527 | Central | -36.5456 | 147.9231 | 1080 | 9 | 2 | 1085 | 3.7 | 0.6 | 3 | 22.2222 | 1.7422
S37E147_RES_6553 | Central | -36.5429 | 147.814 | 1043 | 10 | 2 | 929 | 2.4 | 0.3 | 7 | 20 | 1.7422
S37E147_RES_6603 | Central | -36.5397 | 147.9751 | 1329 | 9 | 2 | 663 | 2.1 | 0.3 | 5 | 22.2222 | 1.7422
S37E147_RES_6610 | Central | -36.5392 | 147.9315 | 1098 | 12 | 2 | 1196 | 3.4 | 0.5 | 4 | 16.6667 | 1.7422
S37E147_RES_6629 | Central | -36.5383 | 147.982 | 1389 | 9 | 2 | 383 | 1.4 | 0.2 | 7 | 22.2222 | 1.7422
S37E147_RES_6658 | Central | -36.5352 | 147.9335 | 1102 | 10 | 2 | 1860 | 4.7 | 0.6 | 4 | 20 | 1.7422
S37E147_RES_6676 | Central | -36.5333 | 147.9506 | 1190 | 9 | 2 | 1478 | 3.5 | 0.4 | 4 | 22.2222 | 1.7422
S37E147_RES_6753 | Central | -36.5275 | 147.9784 | 1319 | 12 | 2 | 875 | 2 | 0.2 | 8 | 16.6667 | 1.7422
S37E147_RES_6809 | Central | -36.5217 | 147.9678 | 1230 | 19 | 2 | 954 | 2.1 | 0.2 | 10 | 10.5263 | 1.7422
S37E147_RES_6847 | Central | -36.5161 | 147.9606 | 1190 | 9 | 2 | 1130 | 2.8 | 0.3 | 5 | 22.2222 | 1.7422
S37E147_RES_6874 | Central | -36.5142 | 147.9505 | 1159 | 10 | 2 | 1406 | 3.1 | 0.3 | 6 | 20 | 1.7422
S37E147_RES_6928 | Central | -36.5114 | 147.9385 | 1131 | 13 | 2 | 681 | 2 | 0.3 | 9 | 15.3846 | 1.7422
S37E147_RES_7028 | Central | -36.5058 | 147.9222 | 1150 | 14 | 2 | 1216 | 1.6 | 0.1 | 18 | 14.2857 | 1.7422
S37E147_RES_7044 | Central | -36.5053 | 147.9654 | 1238 | 11 | 2 | 1549 | 3.3 | 0.4 | 5 | 18.1818 | 1.7422
S37E147_RES_7058 | Central | -36.5047 | 147.9456 | 1160 | 10 | 2 | 1017 | 2.8 | 0.4 | 4 | 20 | 1.7422
S37E147_RES_7255 | Central | -36.4973 | 147.8037 | 912 | 10 | 2 | 440 | 1.4 | 0.2 | 9 | 20 | 1.7422
S37E147_RES_7270 | Central | -36.496 | 147.7051 | 1149 | 11 | 2 | 837 | 2.6 | 0.4 | 6 | 18.1818 | 1.7422
S37E147_RES_7272 | Central | -36.496 | 147.2779 | 561 | 10 | 2 | 521 | 1.3 | 0.2 | 9 | 20 | 1.7422
S37E147_RES_7276 | Central | -36.4958 | 147.9294 | 1140 | 9 | 2 | 638 | 2.4 | 0.5 | 5 | 22.2222 | 1.7422
S37E147_RES_7311 | Central | -36.4946 | 147.9829 | 1121 | 11 | 2 | 601 | 1.9 | 0.3 | 6 | 18.1818 | 1.7422
S37E147_RES_7338 | Central | -36.4936 | 147.8892 | 1200 | 11 | 2 | 1600 | 4 | 0.5 | 5 | 18.1818 | 1.7422
S37E147_RES_7395 | Central | -36.4917 | 147.1287 | 679 | 12 | 2 | 670 | 2.1 | 0.3 | 6 | 16.6667 | 1.7422
S37E147_RES_7447 | Central | -36.4898 | 147.9977 | 1199 | 15 | 2 | 1499 | 3.7 | 0.5 | 5 | 13.3333 | 1.7422
S37E147_RES_7452 | Central | -36.4896 | 147.1201 | 682 | 9 | 2 | 433 | 1.7 | 0.3 | 5 | 22.2222 | 1.7422
S37E147_RES_7483 | Central | -36.4883 | 147.8927 | 1191 | 21 | 2 | 1000 | 1.7 | 0.1 | 16 | 9.5238 | 1.7422
S37E147_RES_7485 | Central | -36.4881 | 147.1244 | 639 | 13 | 2 | 844 | 2.3 | 0.3 | 7 | 15.3846 | 1.7422
S37E147_RES_7700 | Central | -36.4768 | 147.7954 | 969 | 9 | 2 | 1042 | 1.9 | 0.2 | 10 | 22.2222 | 1.7422
S37E147_RES_7718 | Central | -36.4761 | 147.1241 | 639 | 9 | 2 | 768 | 1.7 | 0.2 | 8 | 22.2222 | 1.7422
S37E147_RES_7719 | Central | -36.476 | 147.7863 | 898 | 15 | 2 | 794 | 1.4 | 0.1 | 19 | 13.3333 | 1.7422
S37E147_RES_7842 | Central | -36.4706 | 147.6962 | 1009 | 14 | 2 | 439 | 1 | 0.1 | 17 | 14.2857 | 1.7422
S37E147_RES_7847 | Central | -36.4705 | 147.6786 | 909 | 16 | 2 | 329 | 0.7 | 0.1 | 25 | 12.5 | 1.7422
S37E147_RES_7863 | Central | -36.47 | 147.7878 | 940 | 11 | 2 | 423 | 1.2 | 0.2 | 9 | 18.1818 | 1.7422
S37E147_RES_7896 | Central | -36.4689 | 147.6858 | 950 | 11 | 2 | 310 | 1 | 0.2 | 12 | 18.1818 | 1.7422
S37E147_RES_7982 | Central | -36.4658 | 147.678 | 979 | 11 | 2 | 471 | 1.4 | 0.2 | 8 | 18.1818 | 1.7422
S37E147_RES_8030 | Central | -36.4642 | 147.7886 | 1000 | 10 | 2 | 540 | 1.6 | 0.2 | 8 | 20 | 1.7422
S37E147_RES_8058 | Central | -36.4628 | 147.7119 | 1200 | 13 | 2 | 1023 | 2.1 | 0.2 | 9 | 15.3846 | 1.7422
S37E147_RES_8196 | Central | -36.4553 | 147.9008 | 930 | 10 | 2 | 367 | 0.8 | 0.1 | 18 | 20 | 1.7422
S37E147_RES_8234 | Central | -36.4536 | 147.7775 | 960 | 11 | 2 | 421 | 1.2 | 0.2 | 11 | 18.1818 | 1.7422
S37E147_RES_8372 | Central | -36.4483 | 147.9753 | 980 | 13 | 2 | 570 | 1.6 | 0.2 | 9 | 15.3846 | 1.7422
S37E147_RES_8375 | Central | -36.448 | 147.6706 | 1071 | 16 | 2 | 608 | 1.9 | 0.3 | 8 | 12.5 | 1.7422
S37E147_RES_8439 | Central | -36.4455 | 147.6875 | 1091 | 12 | 2 | 1209 | 3.5 | 0.5 | 5 | 16.6667 | 1.7422
S37E147_RES_8499 | Central | -36.4432 | 147.795 | 979 | 10 | 2 | 521 | 1.4 | 0.2 | 8 | 20 | 1.7422
S37E147_RES_8546 | Central | -36.4414 | 147.6833 | 1041 | 15 | 2 | 483 | 1.4 | 0.2 | 9 | 13.3333 | 1.7422
S37E147_RES_8673 | Central | -36.4365 | 147.1392 | 658 | 13 | 2 | 534 | 1.6 | 0.3 | 9 | 15.3846 | 1.7422
S37E147_RES_8692 | Central | -36.4358 | 147.1214 | 790 | 9 | 2 | 719 | 1.6 | 0.2 | 9 | 22.2222 | 1.7422
S37E147_RES_8707 | Central | -36.4352 | 147.8001 | 910 | 11 | 2 | 391 | 1.1 | 0.1 | 11 | 18.1818 | 1.7422
S37E147_RES_8733 | Central | -36.4339 | 147.1428 | 649 | 11 | 2 | 477 | 1.3 | 0.2 | 11 | 18.1818 | 1.7422
S37E147_RES_8909 | Central | -36.4264 | 147.8017 | 860 | 17 | 2 | 664 | 1.8 | 0.2 | 10 | 11.7647 | 1.7422
S37E147_RES_8956 | Central | -36.4247 | 147.3631 | 780 | 12 | 2 | 800 | 2.1 | 0.3 | 6 | 16.6667 | 1.7422
S37E147_RES_8969 | Central | -36.4238 | 147.6177 | 801 | 12 | 2 | 353 | 1.2 | 0.2 | 10 | 16.6667 | 1.7422
S37E147_RES_8989 | Central | -36.4231 | 147.3764 | 890 | 11 | 2 | 1056 | 2.9 | 0.4 | 5 | 18.1818 | 1.7422
S37E147_RES_9011 | Central | -36.4222 | 147.6235 | 861 | 10 | 2 | 633 | 1.4 | 0.2 | 9 | 20 | 1.7422
S37E147_RES_9057 | Central | -36.4205 | 147.1109 | 640 | 16 | 2 | 596 | 1.6 | 0.2 | 10 | 12.5 | 1.7422
S37E147_RES_9134 | Central | -36.4169 | 147.4553 | 710 | 12 | 2 | 553 | 1.5 | 0.2 | 8 | 16.6667 | 1.7422
S37E147_RES_9167 | Central | -36.4157 | 147.6515 | 1032 | 10 | 2 | 874 | 2.5 | 0.4 | 5 | 20 | 1.7422
S37E147_RES_9205 | Central | -36.4144 | 147.4636 | 660 | 12 | 2 | 750 | 2.1 | 0.3 | 7 | 16.6667 | 1.7422
S37E147_RES_9259 | Central | -36.4126 | 147.113 | 549 | 12 | 2 | 602 | 1.7 | 0.2 | 8 | 16.6667 | 1.7422
S37E147_RES_9276 | Central | -36.4118 | 147.6582 | 1057 | 12 | 2 | 800 | 2.1 | 0.3 | 6 | 16.6667 | 1.7422
S37E147_RES_9469 | Central | -36.4 | 147.1507 | 618 | 10 | 2 | 389 | 1.3 | 0.2 | 7 | 20 | 1.7422
S37E147_RES_9474 | Central | -36.3992 | 147.3814 | 590 | 9 | 2 | 1106 | 3.8 | 0.6 | 3 | 22.2222 | 1.7422
S37E147_RES_9599 | Central | -36.3871 | 147.1849 | 517 | 9 | 2 | 402 | 1 | 0.1 | 12 | 22.2222 | 1.7422
S37E147_RES_9996 | Central | -36.3315 | 147.1378 | 708 | 11 | 2 | 1279 | 3 | 0.3 | 5 | 18.1818 | 1.7422
S38E146_RES_1081 | Central | -37.8632 | 146.0764 | 552 | 10 | 2 | 1447 | 3 | 0.3 | 5 | 20 | 1.7422
S38E146_RES_1010 | Central | -37.8667 | 146.0631 | 550 | 9 | 2 | 1515 | 4.1 | 0.6 | 3 | 22.2222 | 1.7422
S38E146_RES_1450 | Central | -37.8449 | 146.0158 | 571 | 10 | 2 | 674 | 2.4 | 0.4 | 5 | 20 | 1.7422
S38E146_RES_1454 | Central | -37.8447 | 146.0561 | 550 | 15 | 2 | 587 | 1.4 | 0.2 | 15 | 13.3333 | 1.7422
S38E146_RES_120 | Central | -37.94 | 146.5536 | 430 | 12 | 2 | 636 | 1.5 | 0.2 | 10 | 16.6667 | 1.7422
S38E146_RES_1266 | Central | -37.8535 | 146.0953 | 698 | 9 | 2 | 958 | 2.7 | 0.4 | 4 | 22.2222 | 1.7422
S38E146_RES_1361 | Central | -37.8492 | 146.6372 | 500 | 11 | 2 | 489 | 1.5 | 0.2 | 7 | 18.1818 | 1.7422
S38E146_RES_1379 | Central | -37.848 | 146.1222 | 669 | 11 | 2 | 1001 | 2.1 | 0.2 | 8 | 18.1818 | 1.7422
S38E146_RES_139 | Central | -37.9356 | 146.5525 | 430 | 10 | 2 | 346 | 1.1 | 0.2 | 10 | 20 | 1.7422
S38E146_RES_1155 | Central | -37.8586 | 146.08 | 590 | 10 | 2 | 735 | 2 | 0.3 | 6 | 20 | 1.7422
S38E146_RES_1166 | Central | -37.858 | 146.3667 | 1039 | 9 | 2 | 970 | 3.6 | 0.7 | 4 | 22.2222 | 1.7422
S38E146_RES_1615 | Central | -37.8377 | 146.1321 | 716 | 9 | 2 | 573 | 1.5 | 0.2 | 8 | 22.2222 | 1.7422
S38E146_RES_1659 | Central | -37.8361 | 146.6511 | 450 | 9 | 2 | 587 | 1.3 | 0.2 | 10 | 22.2222 | 1.7422
S38E146_RES_1665 | Central | -37.8359 | 146.6366 | 511 | 10 | 2 | 469 | 1.1 | 0.1 | 12 | 20 | 1.7422
S38E146_RES_1736 | Central | -37.8339 | 146.6533 | 430 | 11 | 2 | 420 | 1.2 | 0.2 | 11 | 18.1818 | 1.7422
S38E146_RES_1477 | Central | -37.8439 | 146.1275 | 691 | 8 | 2 | 1056 | 3 | 0.4 | 4 | 25 | 1.7422
S38E146_RES_1514 | Central | -37.8425 | 146.6386 | 500 | 10 | 2 | 396 | 1.4 | 0.2 | 7 | 20 | 1.7422
S38E146_RES_1515 | Central | -37.8425 | 146.0247 | 550 | 10 | 2 | 747 | 2.1 | 0.3 | 6 | 20 | 1.7422
S38E146_RES_158 | Central | -37.9328 | 146.5472 | 460 | 15 | 2 | 353 | 1 | 0.1 | 16 | 13.3333 | 1.7422
S38E146_RES_159 | Central | -37.9326 | 146.3976 | 528 | 11 | 2 | 1087 | 2.5 | 0.3 | 7 | 18.1818 | 1.7422
S38E146_RES_175 | Central | -37.9281 | 146.5435 | 491 | 12 | 2 | 297 | 1 | 0.2 | 13 | 16.6667 | 1.7422
S38E146_RES_1859 | Central | -37.8293 | 146.3498 | 1014 | 12 | 2 | 1333 | 3.9 | 0.6 | 4 | 16.6667 | 1.7422
S38E146_RES_1939 | Central | -37.8258 | 146.0717 | 840 | 11 | 2 | 1370 | 3.1 | 0.3 | 6 | 18.1818 | 1.7422
S38E146_RES_1944 | Central | -37.8256 | 146.0822 | 941 | 9 | 2 | 1428 | 3 | 0.3 | 5 | 22.2222 | 1.7422
S38E146_RES_1979 | Central | -37.8242 | 146.6483 | 480 | 13 | 2 | 458 | 1.4 | 0.2 | 11 | 15.3846 | 1.7422
S38E146_RES_1988 | Central | -37.8239 | 146.5219 | 731 | 10 | 2 | 439 | 1.7 | 0.3 | 5 | 20 | 1.7422
S38E146_RES_1760 | Central | -37.8331 | 146.5244 | 650 | 10 | 2 | 494 | 1.4 | 0.2 | 9 | 20 | 1.7422
S38E146_RES_1767 | Central | -37.8328 | 146.1511 | 770 | 14 | 2 | 822 | 2.2 | 0.3 | 8 | 14.2857 | 1.7422
S38E146_RES_1785 | Central | -37.8324 | 146.0924 | 1031 | 10 | 2 | 803 | 1.9 | 0.2 | 8 | 20 | 1.7422
S38E146_RES_1837 | Central | -37.8302 | 146.0629 | 729 | 9 | 2 | 649 | 1.5 | 0.2 | 9 | 22.2222 | 1.7422
S38E146_RES_2041 | Central | -37.8219 | 146.043 | 719 | 9 | 2 | 1180 | 4 | 0.7 | 4 | 22.2222 | 1.7422
S38E146_RES_2063 | Central | -37.821 | 146.6268 | 489 | 9 | 2 | 507 | 1.6 | 0.3 | 6 | 22.2222 | 1.7422
S38E146_RES_207 | Central | -37.9238 | 146.532 | 519 | 9 | 2 | 353 | 1.2 | 0.2 | 8 | 22.2222 | 1.7422
S38E146_RES_2303 | Central | -37.8119 | 146.6225 | 520 | 13 | 2 | 395 | 1.2 | 0.2 | 12 | 15.3846 | 1.7422
S38E146_RES_2222 | Central | -37.8151 | 146.1035 | 938 | 11 | 2 | 673 | 1.6 | 0.2 | 8 | 18.1818 | 1.7422
S38E146_RES_2230 | Central | -37.8147 | 146.0735 | 889 | 11 | 2 | 1062 | 3.2 | 0.5 | 4 | 18.1818 | 1.7422
S38E146_RES_2270 | Central | -37.8131 | 146.6538 | 439 | 11 | 2 | 359 | 1 | 0.1 | 11 | 18.1818 | 1.7422
S38E146_RES_2281 | Central | -37.8125 | 146.1436 | 1000 | 11 | 2 | 1026 | 3.1 | 0.5 | 5 | 18.1818 | 1.7422
S38E146_RES_229 | Central | -37.9223 | 146.3238 | 621 | 9 | 2 | 914 | 2.4 | 0.3 | 5 | 22.2222 | 1.7422
S38E146_RES_2511 | Central | -37.8051 | 146.1169 | 959 | 14 | 2 | 996 | 2.3 | 0.3 | 6 | 14.2857 | 1.7422
S38E146_RES_2521 | Central | -37.8044 | 146.1411 | 1000 | 15 | 2 | 1354 | 3 | 0.3 | 7 | 13.3333 | 1.7422
S38E146_RES_2377 | Central | -37.8099 | 146.327 | 1052 | 9 | 2 | 779 | 2.5 | 0.4 | 5 | 22.2222 | 1.7422
S38E146_RES_2487 | Central | -37.8061 | 146.5537 | 691 | 9 | 2 | 384 | 1.4 | 0.3 | 7 | 22.2222 | 1.7422
S38E146_RES_255 | Central | -37.9208 | 146.4379 | 528 | 11 | 2 | 346 | 1.1 | 0.2 | 11 | 18.1818 | 1.7422
S38E146_RES_2571 | Central | -37.8024 | 146.0538 | 779 | 18 | 2 | 1551 | 1.9 | 0.1 | 15 | 11.1111 | 1.7422
S38E146_RES_2595 | Central | -37.8011 | 146.3386 | 940 | 15 | 2 | 599 | 1.6 | 0.2 | 11 | 13.3333 | 1.7422
S38E146_RES_2612 | Central | -37.8003 | 146.3332 | 1001 | 12 | 2 | 1014 | 2.6 | 0.3 | 6 | 16.6667 | 1.7422
S38E146_RES_2651 | Central | -37.7973 | 146.3044 | 1209 | 16 | 2 | 828 | 1.5 | 0.1 | 15 | 12.5 | 1.7422
S38E146_RES_29 | Central | -37.9614 | 146.5989 | 379 | 9 | 2 | 723 | 2.2 | 0.3 | 5 | 22.2222 | 1.7422
S38E146_RES_300 | Central | -37.9153 | 146.5369 | 510 | 14 | 2 | 643 | 1.1 | 0.1 | 23 | 14.2857 | 1.7422
S38E146_RES_304 | Central | -37.9149 | 146.4328 | 579 | 12 | 2 | 438 | 1.3 | 0.2 | 10 | 16.6667 | 1.7422
S38E146_RES_318 | Central | -37.9141 | 146.4623 | 557 | 15 | 2 | 345 | 1 | 0.1 | 14 | 13.3333 | 1.7422
S38E146_RES_326 | Central | -37.9135 | 146.296 | 661 | 9 | 2 | 593 | 2 | 0.3 | 4 | 22.2222 | 1.7422
S38E146_RES_344 | Central | -37.9124 | 146.3233 | 769 | 14 | 2 | 413 | 1.1 | 0.1 | 17 | 14.2857 | 1.7422
S38E146_RES_36 | Central | -37.9599 | 146.5894 | 379 | 10 | 2 | 525 | 1.3 | 0.2 | 9 | 20 | 1.7422
S38E146_RES_694 | Central | -37.8885 | 146.0644 | 519 | 18 | 2 | 1433 | 1.8 | 0.1 | 21 | 11.1111 | 1.7422
S38E146_RES_55 | Central | -37.9557 | 146.4674 | 468 | 15 | 2 | 1094 | 1.5 | 0.1 | 21 | 13.3333 | 1.7422
S38E146_RES_570 | Central | -37.8979 | 146.2909 | 839 | 9 | 2 | 1105 | 2.9 | 0.4 | 5 | 22.2222 | 1.7422
S38E146_RES_593 | Central | -37.8966 | 146.5287 | 549 | 10 | 2 | 433 | 0.9 | 0.1 | 17 | 20 | 1.7422
S38E146_RES_60 | Central | -37.9539 | 146.575 | 410 | 10 | 2 | 988 | 1.8 | 0.2 | 10 | 20 | 1.7422
S38E146_RES_603 | Central | -37.896 | 146.1676 | 561 | 15 | 2 | 1657 | 3.1 | 0.3 | 8 | 13.3333 | 1.7422
S38E146_RES_630 | Central | -37.8939 | 146.2885 | 751 | 13 | 2 | 476 | 1.4 | 0.2 | 10 | 15.3846 | 1.7422
S38E146_RES_64 | Central | -37.9524 | 146.5385 | 458 | 12 | 2 | 835 | 1.2 | 0.1 | 23 | 16.6667 | 1.7422
S38E146_RES_492 | Central | -37.9043 | 146.4567 | 611 | 10 | 2 | 401 | 1 | 0.1 | 14 | 20 | 1.7422
S38E146_RES_512 | Central | -37.9031 | 146.5268 | 509 | 13 | 2 | 396 | 1.1 | 0.2 | 11 | 15.3846 | 1.7422
S38E146_RES_873 | Central | -37.8735 | 146.6122 | 489 | 12 | 2 | 464 | 1.4 | 0.2 | 9 | 16.6667 | 1.7422
S38E146_RES_788 | Central | -37.8794 | 146.4423 | 689 | 9 | 2 | 1446 | 3.9 | 0.5 | 4 | 22.2222 | 1.7422
S38E146_RES_794 | Central | -37.8788 | 146.554 | 608 | 16 | 2 | 654 | 1.5 | 0.2 | 13 | 12.5 | 1.7422
S38E146_RES_841 | Central | -37.8758 | 146.6203 | 480 | 10 | 2 | 556 | 1.7 | 0.2 | 7 | 20 | 1.7422
S38E146_RES_852 | Central | -37.875 | 146.4467 | 670 | 11 | 2 | 631 | 1.4 | 0.2 | 11 | 18.1818 | 1.7422
S38E146_RES_864 | Central | -37.8741 | 146.4608 | 589 | 12 | 2 | 396 | 1.1 | 0.1 | 13 | 16.6667 | 1.7422
S38E146_RES_706 | Central | -37.8879 | 146.4493 | 607 | 13 | 2 | 279 | 1 | 0.2 | 11 | 15.3846 | 1.7422
S38E146_RES_73 | Central | -37.9498 | 146.5667 | 429 | 11 | 2 | 728 | 1.5 | 0.1 | 12 | 18.1818 | 1.7422
S38E146_RES_744 | Central | -37.8828 | 146.6205 | 459 | 9 | 2 | 366 | 0.9 | 0.1 | 14 | 22.2222 | 1.7422
S38E146_RES_746 | Central | -37.8827 | 146.0552 | 510 | 9 | 2 | 1086 | 2.8 | 0.4 | 6 | 22.2222 | 1.7422
S38E146_RES_747 | Central | -37.8825 | 146.0553 | 510 | 12 | 2 | 1345 | 2.7 | 0.3 | 9 | 16.6667 | 1.7422
S38E146_RES_983 | Central | -37.8682 | 146.0596 | 532 | 11 | 2 | 1553 | 3.7 | 0.4 | 4 | 18.1818 | 1.7422
S38E146_RES_94 | Central | -37.9467 | 146.466 | 499 | 13 | 2 | 397 | 1 | 0.1 | 17 | 15.3846 | 1.7422
S38E146_RES_2911 | Central | -37.7875 | 146.5979 | 599 | 10 | 2 | 934 | 1.8 | 0.2 | 8 | 20 | 1.7422
S38E146_RES_2925 | Central | -37.7867 | 146.1589 | 891 | 14 | 2 | 432 | 1.2 | 0.2 | 15 | 14.2857 | 1.7422
S38E146_RES_2933 | Central | -37.7864 | 146.1836 | 1082 | 9 | 2 | 1408 | 4.5 | 0.7 | 3 | 22.2222 | 1.7422
S38E146_RES_2846 | Central | -37.7896 | 146.6007 | 597 | 10 | 2 | 760 | 1.1 | 0.1 | 18 | 20 | 1.7422
S38E146_RES_2896 | Central | -37.7883 | 146.2236 | 1269 | 10 | 2 | 914 | 2.1 | 0.2 | 7 | 20 | 1.7422
S38E146_RES_2899 | Central | -37.7881 | 146.2066 | 1161 | 9 | 2 | 790 | 2.1 | 0.3 | 6 | 22.2222 | 1.7422
S38E146_RES_2751 | Central | -37.7936 | 146.3265 | 1021 | 10 | 2 | 705 | 2.4 | 0.4 | 4 | 20 | 1.7422
S38E146_RES_2797 | Central | -37.7917 | 146.2108 | 1150 | 9 | 2 | 828 | 1.8 | 0.2 | 8 | 22.2222 | 1.7422
S38E146_RES_2808 | Central | -37.7914 | 146.1414 | 1041 | 11 | 2 | 926 | 1.9 | 0.2 | 10 | 18.1818 | 1.7422
S38E146_RES_3109 | Central | -37.7804 | 146.2881 | 1089 | 8 | 2 | 673 | 2.4 | 0.4 | 4 | 25 | 1.7422
S38E146_RES_3162 | Central | -37.7784 | 146.0119 | 742 | 10 | 2 | 594 | 1.9 | 0.3 | 6 | 20 | 1.7422
S38E146_RES_3102 | Central | -37.7806 | 146.0064 | 691 | 11 | 2 | 568 | 1.5 | 0.2 | 11 | 18.1818 | 1.7422
S38E146_RES_3002 | Central | -37.7839 | 146.2175 | 1240 | 11 | 2 | 1172 | 2.3 | 0.2 | 8 | 18.1818 | 1.7422
S38E146_RES_3025 | Central | -37.7831 | 146.2689 | 1258 | 13 | 2 | 599 | 1.3 | 0.1 | 16 | 15.3846 | 1.7422
S38E146_RES_3053 | Central | -37.7822 | 146.1967 | 1150 | 12 | 2 | 747 | 1.4 | 0.1 | 14 | 16.6667 | 1.7422
S38E146_RES_3056 | Central | -37.7822 | 146.0958 | 890 | 11 | 2 | 1056 | 3.4 | 0.5 | 4 | 18.1818 | 1.7422
S38E146_RES_3065 | Central | -37.7819 | 146.0089 | 690 | 9 | 2 | 883 | 2.4 | 0.3 | 5 | 22.2222 | 1.7422
S38E146_RES_2960 | Central | -37.7853 | 146.0456 | 780 | 11 | 2 | 445 | 1.4 | 0.2 | 9 | 18.1818 | 1.7422
S38E146_RES_2954 | Central | -37.7856 | 146.2819 | 1179 | 13 | 2 | 500 | 1.4 | 0.2 | 10 | 15.3846 | 1.7422
S38E146_RES_3286 | Central | -37.7758 | 146.2847 | 1051 | 11 | 2 | 791 | 2.3 | 0.3 | 6 | 18.1818 | 1.7422
S38E146_RES_3229 | Central | -37.7772 | 146.6462 | 441 | 9 | 2 | 482 | 1.5 | 0.2 | 7 | 22.2222 | 1.7422
S38E146_RES_3259 | Central | -37.7764 | 146.7806 | 510 | 9 | 2 | 847 | 2.6 | 0.4 | 4 | 22.2222 | 1.7422
S38E146_RES_3460 | Central | -37.7717 | 146.0006 | 830 | 8 | 2 | 958 | 2.6 | 0.3 | 5 | 25 | 1.7422
S38E146_RES_3409 | Central | -37.773 | 146.7767 | 519 | 16 | 2 | 1019 | 2 | 0.2 | 10 | 12.5 | 1.7422
S38E146_RES_3584 | Central | -37.7676 | 146.2408 | 1199 | 12 | 2 | 649 | 2 | 0.3 | 6 | 16.6667 | 1.7422
S38E146_RES_3527 | Central | -37.7697 | 146.2851 | 1011 | 11 | 2 | 476 | 2 | 0.4 | 6 | 18.1818 | 1.7422
S38E146_RES_3566 | Central | -37.7682 | 146.5485 | 1011 | 9 | 2 | 1304 | 3 | 0.3 | 4 | 22.2222 | 1.7422
S38E146_RES_3692 | Central | -37.7633 | 146.1912 | 1099 | 10 | 2 | 982 | 2.4 | 0.3 | 5 | 20 | 1.7422
S38E146_RES_3695 | Central | -37.7633 | 146.297 | 881 | 18 | 2 | 878 | 2.5 | 0.3 | 7 | 11.1111 | 1.7422
S38E146_RES_3742 | Central | -37.7619 | 146.5936 | 680 | 12 | 2 | 574 | 1.4 | 0.2 | 9 | 16.6667 | 1.7422
S38E146_RES_3778 | Central | -37.7604 | 146.2043 | 1145 | 14 | 2 | 957 | 1.7 | 0.2 | 12 | 14.2857 | 1.7422
S38E146_RES_3795 | Central | -37.7598 | 146.166 | 1049 | 9 | 2 | 1389 | 2.7 | 0.3 | 6 | 22.2222 | 1.7422
S38E146_RES_3847 | Central | -37.7572 | 146.1681 | 1050 | 9 | 2 | 1482 | 3.1 | 0.3 | 6 | 22.2222 | 1.7422
S38E146_RES_3773 | Central | -37.7606 | 146.2019 | 1151 | 15 | 2 | 859 | 1.6 | 0.2 | 12 | 13.3333 | 1.7422
S38E146_RES_3759 | Central | -37.7612 | 146.2642 | 1089 | 12 | 2 | 963 | 2.6 | 0.4 | 6 | 16.6667 | 1.7422
S38E146_RES_3768 | Central | -37.7607 | 146.584 | 661 | 11 | 2 | 525 | 1.8 | 0.3 | 7 | 18.1818 | 1.7422
S38E146_RES_3958 | Central | -37.7519 | 146.5597 | 840 | 11 | 2 | 284 | 0.9 | 0.1 | 14 | 18.1818 | 1.7422
S38E146_RES_3969 | Central | -37.7511 | 146.5492 | 1051 | 10 | 2 | 1502 | 4.2 | 0.6 | 3 | 20 | 1.7422
S38E146_RES_4000 | Central | -37.7494 | 146.1836 | 1051 | 9 | 2 | 1359 | 3.1 | 0.4 | 5 | 22.2222 | 1.7422
S38E146_RES_3870 | Central | -37.7566 | 146.2107 | 1199 | 14 | 2 | 594 | 1.6 | 0.2 | 9 | 14.2857 | 1.7422
S38E146_RES_3891 | Central | -37.7557 | 146.5793 | 711 | 11 | 2 | 543 | 1.6 | 0.2 | 8 | 18.1818 | 1.7422
S38E146_RES_3936 | Central | -37.7531 | 146.1987 | 1129 | 9 | 2 | 846 | 2.4 | 0.3 | 6 | 22.2222 | 1.7422
S38E146_RES_4118 | Central | -37.7422 | 146.2219 | 1170 | 12 | 2 | 1736 | 4.1 | 0.5 | 4 | 16.6667 | 1.7422
S38E146_RES_4126 | Central | -37.7416 | 146.5342 | 979 | 10 | 2 | 396 | 1 | 0.1 | 12 | 20 | 1.7422
S38E146_RES_4133 | Central | -37.7409 | 146.3015 | 990 | 17 | 2 | 1706 | 4 | 0.5 | 5 | 11.7647 | 1.7422
S38E146_RES_4139 | Central | -37.7406 | 146.1684 | 1011 | 11 | 2 | 525 | 1.4 | 0.2 | 10 | 18.1818 | 1.7422
S38E146_RES_4142 | Central | -37.7405 | 146.5469 | 1069 | 9 | 2 | 1725 | 4.1 | 0.5 | 4 | 22.2222 | 1.7422
S38E146_RES_4051 | Central | -37.7469 | 146.2476 | 1001 | 13 | 2 | 729 | 1.5 | 0.2 | 10 | 15.3846 | 1.7422
S38E146_RES_4052 | Central | -37.7469 | 146.573 | 858 | 11 | 2 | 544 | 1.4 | 0.2 | 9 | 18.1818 | 1.7422
S38E146_RES_4075 | Central | -37.7453 | 146.5473 | 1053 | 11 | 2 | 1297 | 3.2 | 0.4 | 5 | 18.1818 | 1.7422
S38E146_RES_4098 | Central | -37.7439 | 146.2424 | 1072 | 9 | 2 | 1013 | 2.8 | 0.4 | 4 | 22.2222 | 1.7422
S38E146_RES_4295 | Central | -37.7286 | 146.1692 | 1000 | 10 | 2 | 841 | 1.8 | 0.2 | 8 | 20 | 1.7422
S38E146_RES_4309 | Central | -37.7276 | 146.2135 | 1028 | 10 | 2 | 1032 | 2.1 | 0.2 | 7 | 20 | 1.7422
S38E146_RES_4314 | Central | -37.7271 | 146.2143 | 1020 | 9 | 2 | 1503 | 4.9 | 0.8 | 3 | 22.2222 | 1.7422
S38E146_RES_4163 | Central | -37.7391 | 146.5666 | 947 | 9 | 2 | 841 | 2.1 | 0.3 | 6 | 22.2222 | 1.7422
S38E146_RES_4187 | Central | -37.7376 | 146.5381 | 1032 | 14 | 2 | 797 | 2.2 | 0.3 | 8 | 14.2857 | 1.7422
S38E146_RES_4222 | Central | -37.7337 | 146.5419 | 1081 | 15 | 2 | 1470 | 2.7 | 0.2 | 9 | 13.3333 | 1.7422
S38E146_RES_4240 | Central | -37.7325 | 146.1665 | 1012 | 11 | 2 | 970 | 2.3 | 0.3 | 6 | 18.1818 | 1.7422
S38E146_RES_4535 | Central | -37.7092 | 146.7004 | 529 | 10 | 2 | 402 | 1.4 | 0.2 | 8 | 20 | 1.7422
S38E146_RES_4941 | Central | -37.6703 | 146.2131 | 930 | 10 | 2 | 495 | 1.9 | 0.4 | 5 | 20 | 1.7422
S38E146_RES_4974 | Central | -37.6675 | 146.5087 | 1201 | 9 | 2 | 747 | 1.9 | 0.3 | 6 | 22.2222 | 1.7422
S38E146_RES_5048 | Central | -37.6597 | 146.5083 | 1120 | 11 | 2 | 463 | 1.4 | 0.2 | 7 | 18.1818 | 1.7422
S38E146_RES_5094 | Central | -37.6559 | 146.5311 | 1129 | 10 | 2 | 568 | 1.7 | 0.2 | 7 | 20 | 1.7422
S38E146_RES_5176 | Central | -37.6505 | 146.4795 | 1139 | 10 | 2 | 278 | 1 | 0.2 | 9 | 20 | 1.7422
S38E146_RES_5204 | Central | -37.6489 | 146.4932 | 1251 | 11 | 2 | 1546 | 3 | 0.3 | 6 | 18.1818 | 1.7422
S38E146_RES_5216 | Central | -37.6482 | 146.135 | 1142 | 18 | 2 | 1835 | 2.3 | 0.1 | 15 | 11.1111 | 1.7422
S38E146_RES_5164 | Central | -37.6517 | 146.4867 | 1180 | 17 | 2 | 445 | 1.2 | 0.2 | 14 | 11.7647 | 1.7422
S38E146_RES_5146 | Central | -37.6528 | 146.0808 | 1070 | 9 | 2 | 1186 | 2.9 | 0.4 | 5 | 22.2222 | 1.7422
S38E146_RES_5274 | Central | -37.642 | 146.0244 | 929 | 16 | 2 | 649 | 1.7 | 0.2 | 11 | 12.5 | 1.7422
S38E146_RES_5298 | Central | -37.6408 | 146.1763 | 1122 | 14 | 2 | 1279 | 2.9 | 0.3 | 7 | 14.2857 | 1.7422
S38E146_RES_5264 | Central | -37.6429 | 146.122 | 1127 | 9 | 2 | 1384 | 3 | 0.3 | 5 | 22.2222 | 1.7422
S38E146_RES_5346 | Central | -37.6379 | 146.1446 | 1141 | 21 | 2 | 1125 | 1.7 | 0.1 | 18 | 9.5238 | 1.7422
S38E146_RES_5347 | Central | -37.6378 | 146.0275 | 920 | 11 | 2 | 420 | 1.1 | 0.1 | 13 | 18.1818 | 1.7422
S38E146_RES_5390 | Central | -37.6356 | 146.0196 | 892 | 9 | 2 | 792 | 2.9 | 0.5 | 4 | 22.2222 | 1.7422
S38E146_RES_5319 | Central | -37.64 | 146.0328 | 970 | 16 | 2 | 1063 | 1.8 | 0.2 | 11 | 12.5 | 1.7422
S38E146_RES_5516 | Central | -37.63 | 146.1187 | 1149 | 20 | 2 | 2798 | 3.4 | 0.2 | 10 | 10 | 1.7422
S38E146_RES_10011 | Central | -37.3906 | 146.8079 | 1359 | 11 | 2 | 1855 | 3.6 | 0.4 | 5 | 18.1818 | 1.7422
S38E146_RES_10017 | Central | -37.3903 | 146.7829 | 1321 | 9 | 2 | 1132 | 3.1 | 0.4 | 5 | 22.2222 | 1.7422
S38E146_RES_10338 | Central | -37.35 | 146.2719 | 770 | 16 | 2 | 514 | 1.5 | 0.2 | 11 | 12.5 | 1.7422
S38E146_RES_10529 | Central | -37.3261 | 146.44 | 850 | 10 | 2 | 470 | 1.3 | 0.2 | 9 | 20 | 1.7422
S38E146_RES_10680 | Central | -37.2989 | 146.4602 | 1211 | 15 | 2 | 613 | 1.8 | 0.3 | 9 | 13.3333 | 1.7422
S38E146_RES_10813 | Central | -37.2686 | 146.4559 | 1019 | 10 | 2 | 1039 | 2.2 | 0.2 | 8 | 20 | 1.7422
S38E146_RES_10838 | Central | -37.2648 | 146.5572 | 1221 | 9 | 2 | 452 | 1.6 | 0.3 | 6 | 22.2222 | 1.7422
S38E146_RES_11088 | Central | -37.1992 | 146.9716 | 899 | 9 | 2 | 427 | 1.5 | 0.2 | 6 | 22.2222 | 1.7422
S38E146_RES_11149 | Central | -37.1897 | 146.2794 | 960 | 11 | 2 | 538 | 1.5 | 0.2 | 7 | 18.1818 | 1.7422
S38E146_RES_11404 | Central | -37.1639 | 146.9546 | 1388 | 11 | 2 | 1337 | 3.6 | 0.5 | 4 | 18.1818 | 1.7422
S38E146_RES_11441 | Central | -37.1605 | 146.2922 | 779 | 9 | 2 | 452 | 1.5 | 0.2 | 7 | 22.2222 | 1.7422
S38E146_RES_11516 | Central | -37.1514 | 146.3683 | 870 | 12 | 2 | 433 | 1.5 | 0.3 | 9 | 16.6667 | 1.7422
S38E146_RES_11586 | Central | -37.1419 | 146.3303 | 970 | 12 | 2 | 842 | 2.1 | 0.3 | 7 | 16.6667 | 1.7422
S38E146_RES_11725 | Central | -37.1306 | 146.5517 | 1101 | 9 | 2 | 687 | 1.9 | 0.3 | 6 | 22.2222 | 1.7422
S38E146_RES_11759 | Central | -37.1272 | 146.5251 | 1281 | 10 | 2 | 668 | 2.3 | 0.4 | 5 | 20 | 1.7422
S38E146_RES_11920 | Central | -37.1 | 146.4636 | 1340 | 12 | 2 | 1232 | 3 | 0.4 | 6 | 16.6667 | 1.7422
S38E146_RES_11985 | Central | -37.0928 | 146.402 | 1199 | 11 | 2 | 421 | 1.2 | 0.2 | 10 | 18.1818 | 1.7422
S38E146_RES_12146 | Central | -37.0686 | 146.3171 | 799 | 14 | 2 | 1282 | 3.1 | 0.4 | 6 | 14.2857 | 1.7422
S38E146_RES_12171 | Central | -37.0669 | 146.3154 | 789 | 10 | 2 | 1133 | 2.4 | 0.3 | 6 | 20 | 1.7422
S38E146_RES_12247 | Central | -37.0576 | 146.3205 | 892 | 10 | 2 | 1863 | 4.6 | 0.6 | 3 | 20 | 1.7422
S38E146_RES_12262 | Central | -37.0553 | 146.315 | 850 | 10 | 2 | 1009 | 2.5 | 0.3 | 5 | 20 | 1.7422
S38E146_RES_12281 | Central | -37.0528 | 146.3197 | 900 | 10 | 2 | 1387 | 3.8 | 0.5 | 3 | 20 | 1.7422
S38E146_RES_12300 | Central | -37.0513 | 146.2445 | 738 | 10 | 2 | 935 | 1.9 | 0.2 | 8 | 20 | 1.7422
S38E146_RES_12330 | Central | -37.0498 | 146.3974 | 981 | 10 | 2 | 1263 | 3.4 | 0.4 | 4 | 20 | 1.7422
S38E146_RES_12344 | Central | -37.0492 | 146.3192 | 920 | 12 | 2 | 1455 | 3.2 | 0.4 | 5 | 16.6667 | 1.7422
S38E146_RES_12371 | Central | -37.0471 | 146.3185 | 922 | 9 | 2 | 891 | 2.1 | 0.3 | 6 | 22.2222 | 1.7422
S38E146_RES_12381 | Central | -37.0462 | 146.399 | 979 | 10 | 2 | 984 | 1.6 | 0.1 | 13 | 20 | 1.7422
S38E146_RES_12383 | Central | -37.0461 | 146.4025 | 1020 | 11 | 2 | 377 | 1 | 0.1 | 13 | 18.1818 | 1.7422
S38E146_RES_12473 | Central | -37.0401 | 146.3241 | 1011 | 11 | 2 | 1467 | 4 | 0.5 | 4 | 18.1818 | 1.7422
S38E146_RES_12474 | Central | -37.0401 | 146.4108 | 1121 | 10 | 2 | 885 | 2.2 | 0.3 | 6 | 20 | 1.7422
S38E146_RES_12480 | Central | -37.0397 | 146.4041 | 1062 | 14 | 2 | 860 | 2 | 0.2 | 10 | 14.2857 | 1.7422
S38E146_RES_12493 | Central | -37.0381 | 146.3814 | 940 | 15 | 2 | 1164 | 2.1 | 0.2 | 11 | 13.3333 | 1.7422
S38E146_RES_12572 | Central | -37.0308 | 146.3944 | 1000 | 12 | 2 | 743 | 1.9 | 0.2 | 9 | 16.6667 | 1.7422
S38E146_RES_12602 | Central | -37.0297 | 146.286 | 799 | 11 | 2 | 569 | 1.4 | 0.2 | 9 | 18.1818 | 1.7422
S38E146_RES_12639 | Central | -37.0273 | 146.4034 | 1089 | 9 | 2 | 1269 | 4.2 | 0.7 | 3 | 22.2222 | 1.7422
S38E146_RES_12642 | Central | -37.0272 | 146.2924 | 779 | 9 | 2 | 390 | 1.4 | 0.2 | 7 | 22.2222 | 1.7422
S38E146_RES_12724 | Central | -37.0191 | 146.3079 | 903 | 17 | 2 | 1498 | 2.9 | 0.3 | 9 | 11.7647 | 1.7422
S38E146_RES_12769 | Central | -37.0139 | 146.2828 | 860 | 13 | 2 | 1158 | 2.2 | 0.2 | 8 | 15.3846 | 1.7422
S38E146_RES_5584 | Central | -37.6264 | 146.1643 | 1162 | 13 | 2 | 1589 | 3.3 | 0.3 | 6 | 15.3846 | 1.7422
S38E146_RES_5591 | Central | -37.626 | 146.1713 | 1169 | 13 | 2 | 730 | 1.2 | 0.1 | 19 | 15.3846 | 1.7422
S38E146_RES_5656 | Central | -37.6227 | 146.0356 | 941 | 14 | 2 | 902 | 1.8 | 0.2 | 10 | 14.2857 | 1.7422
S38E146_RES_5683 | Central | -37.6215 | 146.369 | 957 | 10 | 2 | 482 | 1.4 | 0.2 | 9 | 20 | 1.7422
S38E146_RES_5708 | Central | -37.6201 | 146.151 | 1189 | 15 | 2 | 1793 | 2.8 | 0.2 | 8 | 13.3333 | 1.7422
S38E146_RES_5717 | Central | -37.6197 | 146.3714 | 960 | 11 | 2 | 501 | 1.5 | 0.2 | 8 | 18.1818 | 1.7422
S38E146_RES_5787 | Central | -37.6161 | 146.118 | 1041 | 15 | 2 | 408 | 1 | 0.1 | 17 | 13.3333 | 1.7422
S38E146_RES_5822 | Central | -37.614 | 146.4693 | 957 | 11 | 2 | 371 | 0.9 | 0.1 | 17 | 18.1818 | 1.7422
S38E146_RES_5939 | Central | -37.6076 | 146.1269 | 1159 | 9 | 2 | 1632 | 5.1 | 0.8 | 3 | 22.2222 | 1.7422
S38E146_RES_5953 | Central | -37.6069 | 146.4706 | 900 | 11 | 2 | 420 | 1.4 | 0.2 | 8 | 18.1818 | 1.7422
S38E146_RES_6020 | Central | -37.6029 | 146.1488 | 1158 | 9 | 2 | 1452 | 3 | 0.3 | 5 | 22.2222 | 1.7422
S38E146_RES_6124 | Central | -37.5986 | 146.26 | 860 | 11 | 2 | 433 | 1.4 | 0.2 | 9 | 18.1818 | 1.7422
S38E146_RES_6131 | Central | -37.5982 | 146.3993 | 1221 | 13 | 2 | 599 | 1.6 | 0.2 | 9 | 15.3846 | 1.7422
S38E146_RES_6132 | Central | -37.5982 | 146.4448 | 998 | 11 | 2 | 353 | 0.8 | 0.1 | 16 | 18.1818 | 1.7422
S38E146_RES_6144 | Central | -37.5972 | 146.4217 | 980 | 9 | 2 | 303 | 0.9 | 0.1 | 11 | 22.2222 | 1.7422
S38E146_RES_6283 | Central | -37.5914 | 146.3845 | 999 | 10 | 2 | 328 | 1 | 0.2 | 12 | 20 | 1.7422
S38E146_RES_6324 | Central | -37.5897 | 146.4839 | 1160 | 16 | 2 | 1545 | 2.8 | 0.3 | 9 | 12.5 | 1.7422
S38E146_RES_6404 | Central | -37.5848 | 146.4881 | 1179 | 9 | 2 | 742 | 2.2 | 0.3 | 5 | 22.2222 | 1.7422
S38E146_RES_6408 | Central | -37.5847 | 146.515 | 1150 | 14 | 2 | 804 | 2.1 | 0.3 | 7 | 14.2857 | 1.7422
S38E146_RES_6462 | Central | -37.5797 | 146.9645 | 671 | 10 | 2 | 346 | 1.2 | 0.2 | 8 | 20 | 1.7422
S38E146_RES_6505 | Central | -37.5768 | 146.5044 | 1251 | 10 | 2 | 1459 | 3.1 | 0.3 | 5 | 20 | 1.7422
S38E146_RES_6582 | Central | -37.5678 | 146.4733 | 850 | 13 | 2 | 359 | 1 | 0.1 | 16 | 15.3846 | 1.7422
S38E146_RES_6603 | Central | -37.5658 | 146.5072 | 1160 | 19 | 2 | 495 | 1.6 | 0.2 | 9 | 10.5263 | 1.7422
S38E146_RES_6636 | Central | -37.5633 | 146.4962 | 1179 | 17 | 2 | 1132 | 1.8 | 0.1 | 15 | 11.7647 | 1.7422
S38E146_RES_6659 | Central | -37.5617 | 146.5 | 1220 | 9 | 2 | 1206 | 3.4 | 0.5 | 4 | 22.2222 | 1.7422
S38E146_RES_6958 | Central | -37.54 | 146.424 | 909 | 11 | 2 | 1076 | 2.5 | 0.3 | 7 | 18.1818 | 1.7422
S38E146_RES_6969 | Central | -37.5395 | 146.4348 | 1098 | 9 | 2 | 1552 | 3.7 | 0.4 | 4 | 22.2222 | 1.7422
S38E146_RES_6995 | Central | -37.5378 | 146.3631 | 798 | 10 | 2 | 420 | 1.4 | 0.2 | 7 | 20 | 1.7422
S38E146_RES_7018 | Central | -37.5356 | 146.4722 | 1211 | 9 | 2 | 1576 | 4 | 0.5 | 4 | 22.2222 | 1.7422
S38E146_RES_7046 | Central | -37.5336 | 146.1399 | 859 | 14 | 2 | 377 | 1 | 0.1 | 16 | 14.2857 | 1.7422
S38E146_RES_7180 | Central | -37.5253 | 146.4331 | 1070 | 9 | 2 | 928 | 2.7 | 0.4 | 5 | 22.2222 | 1.7422
S38E146_RES_7232 | Central | -37.521 | 146.2086 | 881 | 9 | 2 | 352 | 1.3 | 0.2 | 7 | 22.2222 | 1.7422
S38E146_RES_7247 | Central | -37.5197 | 146.2155 | 881 | 11 | 2 | 359 | 1.2 | 0.2 | 8 | 18.1818 | 1.7422
S38E146_RES_7334 | Central | -37.5153 | 146.2229 | 879 | 11 | 2 | 377 | 1 | 0.1 | 14 | 18.1818 | 1.7422
S38E146_RES_7344 | Central | -37.5147 | 146.156 | 939 | 9 | 2 | 322 | 0.9 | 0.1 | 11 | 22.2222 | 1.7422
S38E146_RES_7347 | Central | -37.5145 | 146.2161 | 819 | 10 | 2 | 334 | 1 | 0.1 | 12 | 20 | 1.7422
S38E146_RES_7458 | Central | -37.5089 | 146.19 | 810 | 10 | 2 | 395 | 1.2 | 0.2 | 9 | 20 | 1.7422
S38E146_RES_7469 | Central | -37.5086 | 146.9933 | 1161 | 9 | 2 | 692 | 1.7 | 0.2 | 8 | 22.2222 | 1.7422
S38E146_RES_7599 | Central | -37.5022 | 146.9793 | 1089 | 10 | 2 | 1032 | 2.9 | 0.4 | 4 | 20 | 1.7422
S38E146_RES_7670 | Central | -37.4992 | 146.5205 | 651 | 10 | 2 | 723 | 1.8 | 0.2 | 8 | 20 | 1.7422
S38E146_RES_7727 | Central | -37.4976 | 146.3624 | 952 | 11 | 2 | 575 | 2 | 0.3 | 6 | 18.1818 | 1.7422
S38E146_RES_7730 | Central | -37.4976 | 146.9152 | 1171 | 10 | 2 | 797 | 2.1 | 0.3 | 6 | 20 | 1.7422
S38E146_RES_7839 | Central | -37.4939 | 146.5244 | 721 | 10 | 2 | 625 | 1.6 | 0.2 | 8 | 20 | 1.7422
S38E146_RES_7863 | Central | -37.4932 | 146.7092 | 1131 | 11 | 2 | 989 | 2.8 | 0.4 | 6 | 18.1818 | 1.7422
S38E146_RES_7888 | Central | -37.4917 | 146.9951 | 1158 | 13 | 2 | 1045 | 2.6 | 0.3 | 6 | 15.3846 | 1.7422
S38E146_RES_7905 | Central | -37.4908 | 146.3606 | 959 | 13 | 2 | 352 | 1.1 | 0.2 | 13 | 15.3846 | 1.7422
S38E146_RES_7914 | Central | -37.4903 | 146.9767 | 1030 | 10 | 2 | 921 | 3.4 | 0.6 | 3 | 20 | 1.7422
S38E146_RES_8104 | Central | -37.4847 | 146.979 | 1021 | 9 | 2 | 1199 | 4.2 | 0.7 | 3 | 22.2222 | 1.7422
S38E146_RES_8130 | Central | -37.4834 | 146.3982 | 959 | 9 | 2 | 396 | 1.3 | 0.2 | 7 | 22.2222 | 1.7422
S38E146_RES_8206 | Central | -37.4808 | 146.9721 | 1071 | 12 | 2 | 754 | 2.2 | 0.3 | 6 | 16.6667 | 1.7422
S38E146_RES_8214 | Central | -37.4803 | 146.7108 | 1300 | 11 | 2 | 2139 | 4.8 | 0.5 | 4 | 18.1818 | 1.7422
S38E146_RES_8266 | Central | -37.4779 | 146.3482 | 849 | 12 | 2 | 316 | 1 | 0.2 | 13 | 16.6667 | 1.7422
S38E146_RES_8275 | Central | -37.4776 | 146.5228 | 789 | 14 | 2 | 1385 | 3.3 | 0.4 | 5 | 14.2857 | 1.7422
S38E146_RES_8407 | Central | -37.4703 | 146.8076 | 989 | 13 | 2 | 371 | 0.9 | 0.1 | 19 | 15.3846 | 1.7422
S38E146_RES_8630 | Central | -37.4559 | 146.5286 | 839 | 9 | 2 | 1447 | 3.7 | 0.5 | 3 | 22.2222 | 1.7422
S38E146_RES_8711 | Central | -37.4508 | 146.7875 | 940 | 9 | 2 | 550 | 2 | 0.4 | 5 | 22.2222 | 1.7422
S38E146_RES_8772 | Central | -37.4482 | 146.7602 | 1431 | 12 | 2 | 1614 | 4 | 0.5 | 4 | 16.6667 | 1.7422
S38E146_RES_8802 | Central | -37.4469 | 146.8528 | 1170 | 13 | 2 | 1144 | 2.8 | 0.3 | 6 | 15.3846 | 1.7422
S38E146_RES_8824 | Central | -37.4461 | 146.5231 | 800 | 9 | 2 | 1496 | 4.8 | 0.8 | 3 | 22.2222 | 1.7422
S38E146_RES_8858 | Central | -37.4448 | 146.7634 | 1469 | 12 | 2 | 1502 | 2.9 | 0.3 | 6 | 16.6667 | 1.7422
S38E146_RES_8948 | Central | -37.4417 | 146.8269 | 1470 | 18 | 2 | 2146 | 3.4 | 0.3 | 9 | 11.1111 | 1.7422
S38E146_RES_8978 | Central | -37.44 | 146.5186 | 730 | 15 | 2 | 649 | 1.9 | 0.3 | 8 | 13.3333 | 1.7422
S38E146_RES_9048 | Central | -37.4367 | 146.787 | 1079 | 12 | 2 | 482 | 1.3 | 0.2 | 11 | 16.6667 | 1.7422
S38E146_RES_9083 | Central | -37.4353 | 146.4567 | 980 | 9 | 2 | 1385 | 3.6 | 0.5 | 4 | 22.2222 | 1.7422
S38E146_RES_9144 | Central | -37.4332 | 146.2794 | 731 | 8 | 2 | 464 | 1.6 | 0.3 | 6 | 25 | 1.7422
S38E146_RES_9179 | Central | -37.4317 | 146.5203 | 840 | 13 | 2 | 891 | 2.4 | 0.3 | 7 | 15.3846 | 1.7422
S38E146_RES_9223 | Central | -37.4292 | 146.5167 | 860 | 15 | 2 | 1268 | 2.9 | 0.3 | 8 | 13.3333 | 1.7422
S38E146_RES_9238 | Central | -37.4288 | 146.8177 | 1501 | 12 | 2 | 2015 | 3.2 | 0.3 | 6 | 16.6667 | 1.7422
S38E146_RES_9395 | Central | -37.422 | 146.7921 | 1361 | 15 | 2 | 1237 | 1.6 | 0.1 | 15 | 13.3333 | 1.7422
S38E146_RES_9470 | Central | -37.4172 | 146.8267 | 1431 | 16 | 2 | 2084 | 3.8 | 0.3 | 7 | 12.5 | 1.7422
S38E146_RES_9512 | Central | -37.4153 | 146.5133 | 1000 | 9 | 2 | 1446 | 4.7 | 0.8 | 3 | 22.2222 | 1.7422
S38E146_RES_9540 | Central | -37.4142 | 146.48 | 890 | 8 | 2 | 1348 | 3.1 | 0.4 | 4 | 25 | 1.7422
S38E146_RES_9565 | Central | -37.4129 | 146.834 | 1333 | 9 | 2 | 1045 | 2.7 | 0.4 | 5 | 22.2222 | 1.7422
S38E146_RES_9591 | Central | -37.4111 | 146.8039 | 1320 | 17 | 2 | 371 | 1 | 0.1 | 16 | 11.7647 | 1.7422
S38E146_RES_9632 | Central | -37.4088 | 146.8273 | 1401 | 9 | 2 | 1695 | 3.7 | 0.4 | 4 | 22.2222 | 1.7422
S38E146_RES_9677 | Central | -37.4072 | 146.5113 | 909 | 12 | 2 | 365 | 0.9 | 0.1 | 15 | 16.6667 | 1.7422
S38E146_RES_9720 | Central | -37.4051 | 146.4838 | 941 | 12 | 2 | 1107 | 3 | 0.4 | 5 | 16.6667 | 1.7422
S38E146_RES_9777 | Central | -37.4023 | 146.8067 | 1228 | 13 | 2 | 309 | 0.9 | 0.1 | 16 | 15.3846 | 1.7422
S38E146_RES_9780 | Central | -37.4019 | 146.7847 | 1290 | 15 | 2 | 501 | 1.1 | 0.1 | 14 | 13.3333 | 1.7422
S38E146_RES_9787 | Central | -37.4017 | 146.8392 | 1310 | 9 | 2 | 1434 | 3.6 | 0.5 | 4 | 22.2222 | 1.7422
S38E146_RES_9916 | Central | -37.395 | 146.4827 | 991 | 13 | 2 | 1330 | 2.8 | 0.3 | 7 | 15.3846 | 1.7422
S38E146_RES_9930 | Central | -37.3944 | 146.8491 | 1169 | 9 | 2 | 841 | 2.3 | 0.3 | 5 | 22.2222 | 1.7422
S38E146_RES_9933 | Central | -37.3942 | 146.3669 | 860 | 10 | 2 | 377 | 1.2 | 0.2 | 10 | 20 | 1.7422
S38E147_RES_1093 | Central | -37.4789 | 147.9028 | 600 | 11 | 2 | 421 | 1.3 | 0.2 | 8 | 18.1818 | 1.7422
S38E147_RES_1207 | Central | -37.4697 | 147.6978 | 630 | 12 | 2 | 426 | 1.3 | 0.2 | 10 | 16.6667 | 1.7422
S38E147_RES_123 | Central | -37.622 | 147.0603 | 599 | 9 | 2 | 661 | 2.2 | 0.4 | 4 | 22.2222 | 1.7422
S38E147_RES_1238 | Central | -37.4682 | 147.0441 | 1248 | 14 | 2 | 1724 | 3.9 | 0.4 | 6 | 14.2857 | 1.7422
S38E147_RES_1259 | Central | -37.4663 | 147.0179 | 1192 | 13 | 2 | 1570 | 4.3 | 0.6 | 4 | 15.3846 | 1.7422
S38E147_RES_1306 | Central | -37.4633 | 147.0288 | 1221 | 9 | 2 | 1410 | 3.5 | 0.4 | 4 | 22.2222 | 1.7422
S38E147_RES_1342 | Central | -37.4612 | 147.3303 | 551 | 9 | 2 | 488 | 1.6 | 0.2 | 6 | 22.2222 | 1.7422
S38E147_RES_1487 | Central | -37.45 | 147.6696 | 772 | 13 | 2 | 829 | 2.4 | 0.4 | 7 | 15.3846 | 1.7422
S38E147_RES_152 | Central | -37.6122 | 147.0589 | 630 | 11 | 2 | 742 | 2.3 | 0.4 | 6 | 18.1818 | 1.7422
S38E147_RES_1567 | Central | -37.4372 | 147.6742 | 710 | 10 | 2 | 303 | 0.9 | 0.1 | 11 | 20 | 1.7422
S38E147_RES_1587 | Central | -37.435 | 147.6592 | 830 | 12 | 2 | 526 | 1.6 | 0.2 | 8 | 16.6667 | 1.7422
S38E147_RES_1643 | Central | -37.4289 | 147.4847 | 700 | 12 | 2 | 390 | 1.1 | 0.2 | 11 | 16.6667 | 1.7422
S38E147_RES_1883 | Central | -37.4142 | 147.4859 | 659 | 11 | 2 | 433 | 1.2 | 0.2 | 12 | 18.1818 | 1.7422
S38E147_RES_1911 | Central | -37.4131 | 147.6358 | 878 | 10 | 2 | 1496 | 3.7 | 0.4 | 4 | 20 | 1.7422
S38E147_RES_1933 | Central | -37.4123 | 147.5058 | 823 | 11 | 2 | 971 | 2.3 | 0.3 | 9 | 18.1818 | 1.7422
S38E147_RES_1952 | Central | -37.4114 | 147.6047 | 700 | 12 | 2 | 322 | 1 | 0.1 | 14 | 16.6667 | 1.7422
S38E147_RES_1992 | Central | -37.4097 | 147.2009 | 831 | 12 | 2 | 476 | 1.4 | 0.2 | 11 | 16.6667 | 1.7422
S38E147_RES_204 | Central | -37.6011 | 147.2797 | 470 | 14 | 2 | 408 | 1.1 | 0.2 | 14 | 14.2857 | 1.7422
S38E147_RES_2100 | Central | -37.4042 | 147.5197 | 871 | 15 | 2 | 1508 | 3 | 0.3 | 8 | 13.3333 | 1.7422
S38E147_RES_2123 | Central | -37.4035 | 147.4787 | 659 | 11 | 2 | 476 | 1.2 | 0.2 | 12 | 18.1818 | 1.7422
S38E147_RES_2164 | Central | -37.4017 | 147.1639 | 991 | 9 | 2 | 1150 | 2.9 | 0.4 | 5 | 22.2222 | 1.7422
S38E147_RES_2227 | Central | -37.3996 | 147.5293 | 937 | 12 | 2 | 711 | 1.5 | 0.1 | 13 | 16.6667 | 1.7422
S38E147_RES_2239 | Central | -37.3994 | 147.2201 | 631 | 9 | 2 | 347 | 0.9 | 0.1 | 13 | 22.2222 | 1.7422
S38E147_RES_2256 | Central | -37.3992 | 147.5356 | 980 | 12 | 2 | 965 | 2.3 | 0.3 | 8 | 16.6667 | 1.7422
S38E147_RES_2302 | Central | -37.398 | 147.7236 | 639 | 9 | 2 | 291 | 1 | 0.2 | 9 | 22.2222 | 1.7422
S38E147_RES_2309 | Central | -37.3977 | 147.1658 | 941 | 12 | 2 | 427 | 1.4 | 0.2 | 8 | 16.6667 | 1.7422
S38E147_RES_2377 | Central | -37.3944 | 147.7486 | 570 | 10 | 2 | 198 | 0.7 | 0.1 | 13 | 20 | 1.7422
S38E147_RES_2394 | Central | -37.3938 | 147.7207 | 686 | 14 | 2 | 383 | 1 | 0.1 | 15 | 14.2857 | 1.7422
S38E147_RES_2435 | Central | -37.3924 | 147.5721 | 789 | 15 | 2 | 563 | 1.3 | 0.2 | 14 | 13.3333 | 1.7422
S38E147_RES_2441 | Central | -37.3922 | 147.7399 | 681 | 9 | 2 | 322 | 1 | 0.1 | 13 | 22.2222 | 1.7422
S38E147_RES_251 | Central | -37.5979 | 147.2936 | 441 | 14 | 2 | 451 | 1.2 | 0.2 | 13 | 14.2857 | 1.7422
S38E147_RES_2537 | Central | -37.3886 | 147.5867 | 810 | 10 | 2 | 798 | 2.4 | 0.4 | 6 | 20 | 1.7422
S38E147_RES_2542 | Central | -37.3884 | 147.7208 | 731 | 9 | 2 | 513 | 1.5 | 0.2 | 7 | 22.2222 | 1.7422
S38E147_RES_304 | Central | -37.5917 | 147.0539 | 770 | 12 | 2 | 470 | 1.5 | 0.2 | 9 | 16.6667 | 1.7422
S38E147_RES_310 | Central | -37.5913 | 147.0616 | 719 | 17 | 2 | 779 | 1.6 | 0.2 | 15 | 11.7647 | 1.7422
S38E147_RES_600 | Central | -37.5219 | 147.7175 | 770 | 10 | 2 | 1483 | 2.7 | 0.2 | 7 | 20 | 1.7422
S38E147_RES_648 | Central | -37.5165 | 147.9498 | 388 | 13 | 2 | 482 | 1.4 | 0.2 | 10 | 15.3846 | 1.7422
S38E147_RES_649 | Central | -37.5165 | 147.9055 | 572 | 16 | 2 | 544 | 1.4 | 0.2 | 9 | 12.5 | 1.7422
S38E147_RES_782 | Central | -37.5058 | 147.9678 | 420 | 13 | 2 | 501 | 1.7 | 0.3 | 9 | 15.3846 | 1.7422
S38E147_RES_791 | Central | -37.5045 | 147.9744 | 411 | 9 | 2 | 736 | 2.3 | 0.3 | 5 | 22.2222 | 1.7422
S38E147_RES_949 | Central | -37.489 | 147.0168 | 1169 | 10 | 2 | 946 | 2.7 | 0.4 | 5 | 20 | 1.7422
S38E147_RES_971 | Central | -37.4872 | 147.0019 | 1170 | 13 | 2 | 1280 | 3.1 | 0.4 | 5 | 15.3846 | 1.7422
S38E147_RES_2585 | Central | -37.3867 | 147.7419 | 649 | 13 | 2 | 340 | 1 | 0.2 | 15 | 15.3846 | 1.7422
S38E147_RES_2658 | Central | -37.384 | 147.6874 | 732 | 10 | 2 | 433 | 1.5 | 0.2 | 7 | 20 | 1.7422
S38E147_RES_2686 | Central | -37.3829 | 147.1749 | 997 | 11 | 2 | 421 | 1.1 | 0.1 | 13 | 18.1818 | 1.7422
S38E147_RES_2711 | Central | -37.3819 | 147.7037 | 861 | 11 | 2 | 1299 | 3.2 | 0.4 | 6 | 18.1818 | 1.7422
S38E147_RES_2717 | Central | -37.3813 | 147.6849 | 758 | 13 | 2 | 655 | 1.9 | 0.3 | 8 | 15.3846 | 1.7422
S38E147_RES_2774 | Central | -37.3796 | 147.9399 | 667 | 16 | 2 | 458 | 1.2 | 0.2 | 14 | 12.5 | 1.7422
S38E147_RES_2819 | Central | -37.3781 | 147.1689 | 1060 | 10 | 2 | 693 | 2.4 | 0.4 | 5 | 20 | 1.7422
S38E147_RES_2878 | Central | -37.3761 | 147.6483 | 840 | 11 | 2 | 563 | 1.6 | 0.2 | 7 | 18.1818 | 1.7422
S38E147_RES_2894 | Central | -37.3757 | 147.5207 | 1086 | 18 | 2 | 544 | 1 | 0.1 | 22 | 11.1111 | 1.7422
S38E147_RES_2961 | Central | -37.3737 | 147.9356 | 721 | 9 | 2 | 804 | 2.6 | 0.4 | 4 | 22.2222 | 1.7422
S38E147_RES_3075 | Central | -37.3701 | 147.671 | 778 | 15 | 2 | 483 | 1.6 | 0.3 | 8 | 13.3333 | 1.7422
S38E147_RES_3119 | Central | -37.3692 | 147.9468 | 741 | 9 | 2 | 483 | 1.9 | 0.4 | 5 | 22.2222 | 1.7422
S38E147_RES_3227 | Central | -37.3659 | 147.6097 | 931 | 13 | 2 | 680 | 2.1 | 0.3 | 6 | 15.3846 | 1.7422
S38E147_RES_3243 | Central | -37.3653 | 147.6369 | 970 | 9 | 2 | 909 | 1.8 | 0.2 | 8 | 22.2222 | 1.7422
S38E147_RES_3357 | Central | -37.3615 | 147.6425 | 909 | 12 | 2 | 742 | 2.1 | 0.3 | 7 | 16.6667 | 1.7422
S38E147_RES_3505 | Central | -37.3569 | 147.5041 | 1141 | 11 | 2 | 1206 | 3.1 | 0.4 | 5 | 18.1818 | 1.7422
S38E147_RES_3545 | Central | -37.3558 | 147.1861 | 1020 | 14 | 2 | 507 | 1.5 | 0.2 | 10 | 14.2857 | 1.7422
S38E147_RES_3590 | Central | -37.3545 | 147.6366 | 849 | 15 | 2 | 693 | 1.5 | 0.2 | 12 | 13.3333 | 1.7422
S38E147_RES_3615 | Central | -37.3538 | 147.6403 | 862 | 13 | 2 | 1188 | 4.1 | 0.7 | 3 | 15.3846 | 1.7422
S38E147_RES_3641 | Central | -37.3532 | 147.4874 | 1087 | 13 | 2 | 1119 | 1.8 | 0.1 | 11 | 15.3846 | 1.7422
S38E147_RES_3683 | Central | -37.3524 | 147.5327 | 1051 | 16 | 2 | 1082 | 2.7 | 0.3 | 7 | 12.5 | 1.7422
S38E147_RES_3693 | Central | -37.3522 | 147.5811 | 1000 | 10 | 2 | 1008 | 3.1 | 0.5 | 5 | 20 | 1.7422
S38E147_RES_3799 | Central | -37.3493 | 147.6493 | 867 | 14 | 2 | 625 | 1.5 | 0.2 | 11 | 14.2857 | 1.7422
S38E147_RES_3800 | Central | -37.3492 | 147.1606 | 1121 | 10 | 2 | 891 | 2.4 | 0.3 | 5 | 20 | 1.7422
S38E147_RES_3819 | Central | -37.3486 | 147.5236 | 1030 | 10 | 2 | 1182 | 3.5 | 0.5 | 4 | 20 | 1.7422
S38E147_RES_3865 | Central | -37.3471 | 147.6125 | 921 | 16 | 2 | 829 | 1.8 | 0.2 | 11 | 12.5 | 1.7422
S38E147_RES_3895 | Central | -37.3461 | 147.5181 | 1030 | 9 | 2 | 1021 | 3.8 | 0.7 | 3 | 22.2222 | 1.7422
S38E147_RES_3940 | Central | -37.3444 | 147.5461 | 1061 | 14 | 2 | 408 | 1.1 | 0.1 | 15 | 14.2857 | 1.7422
S38E147_RES_3977 | Central | -37.3432 | 147.5014 | 1007 | 11 | 2 | 563 | 1.6 | 0.2 | 8 | 18.1818 | 1.7422
S38E147_RES_3980 | Central | -37.3431 | 147.1789 | 860 | 11 | 2 | 340 | 1.2 | 0.2 | 8 | 18.1818 | 1.7422
S38E147_RES_3981 | Central | -37.3431 | 147.7156 | 630 | 10 | 2 | 705 | 1.8 | 0.2 | 7 | 20 | 1.7422
S38E147_RES_4037 | Central | -37.3417 | 147.584 | 1032 | 11 | 2 | 903 | 3 | 0.5 | 4 | 18.1818 | 1.7422
S38E147_RES_4067 | Central | -37.3408 | 147.5455 | 1118 | 11 | 2 | 1503 | 3.1 | 0.3 | 6 | 18.1818 | 1.7422
S38E147_RES_4198 | Central | -37.3376 | 147.9654 | 713 | 16 | 2 | 1639 | 3.6 | 0.4 | 6 | 12.5 | 1.7422
S38E147_RES_4221 | Central | -37.3369 | 147.5407 | 1129 | 8 | 2 | 854 | 2.6 | 0.4 | 4 | 25 | 1.7422
S38E147_RES_4223 | Central | -37.3369 | 147.5675 | 1221 | 10 | 2 | 1602 | 3.7 | 0.4 | 4 | 20 | 1.7422
S38E147_RES_4273 | Central | -37.3356 | 147.9327 | 719 | 11 | 2 | 1386 | 2.7 | 0.3 | 6 | 18.1818 | 1.7422
S38E147_RES_4303 | Central | -37.3347 | 147.5586 | 1240 | 9 | 2 | 1033 | 2.3 | 0.3 | 6 | 22.2222 | 1.7422
S38E147_RES_4336 | Central | -37.3339 | 147.9343 | 691 | 12 | 2 | 724 | 1.7 | 0.2 | 8 | 16.6667 | 1.7422
S38E147_RES_4349 | Central | -37.3333 | 147.5176 | 1089 | 14 | 2 | 866 | 1.4 | 0.1 | 20 | 14.2857 | 1.7422
S38E147_RES_4360 | Central | -37.3331 | 147.6528 | 820 | 12 | 2 | 1095 | 3 | 0.4 | 5 | 16.6667 | 1.7422
S38E147_RES_4365 | Central | -37.3328 | 147.4906 | 960 | 9 | 2 | 971 | 3.1 | 0.5 | 4 | 22.2222 | 1.7422
S38E147_RES_4455 | Central | -37.3299 | 147.6436 | 749 | 11 | 2 | 1132 | 3.2 | 0.4 | 5 | 18.1818 | 1.7422
S38E147_RES_4461 | Central | -37.3294 | 147.2032 | 1111 | 12 | 2 | 514 | 1.3 | 0.2 | 10 | 16.6667 | 1.7422
S38E147_RES_4482 | Central | -37.3289 | 147.5791 | 929 | 9 | 2 | 390 | 1.1 | 0.2 | 10 | 22.2222 | 1.7422
S38E147_RES_4506 | Central | -37.3276 | 147.5274 | 1211 | 10 | 2 | 674 | 1.9 | 0.3 | 7 | 20 | 1.7422
S38E147_RES_4525 | Central | -37.3268 | 147.6429 | 739 | 9 | 2 | 1404 | 4.6 | 0.7 | 3 | 22.2222 | 1.7422
S38E147_RES_4528 | Central | -37.3266 | 147.6898 | 631 | 12 | 2 | 736 | 2.4 | 0.4 | 6 | 16.6667 | 1.7422
S38E147_RES_4542 | Central | -37.3258 | 147.6581 | 820 | 9 | 2 | 650 | 2.1 | 0.3 | 5 | 22.2222 | 1.7422
S38E147_RES_4561 | Central | -37.3253 | 147.6717 | 820 | 9 | 2 | 551 | 1.9 | 0.3 | 5 | 22.2222 | 1.7422
S38E147_RES_4630 | Central | -37.3228 | 147.9441 | 721 | 17 | 2 | 594 | 1.2 | 0.1 | 16 | 11.7647 | 1.7422
S38E147_RES_4670 | Central | -37.3217 | 147.1919 | 1001 | 12 | 2 | 297 | 1 | 0.2 | 12 | 16.6667 | 1.7422
S38E147_RES_4737 | Central | -37.3198 | 147.2294 | 1179 | 13 | 2 | 464 | 1.3 | 0.2 | 12 | 15.3846 | 1.7422
S38E147_RES_4749 | Central | -37.3196 | 147.4353 | 731 | 10 | 2 | 340 | 1.1 | 0.2 | 9 | 20 | 1.7422
S38E147_RES_4785 | Central | -37.3188 | 147.4681 | 969 | 12 | 2 | 674 | 1.9 | 0.3 | 7 | 16.6667 | 1.7422
S38E147_RES_4879 | Central | -37.3158 | 147.9583 | 720 | 14 | 2 | 903 | 1.7 | 0.2 | 12 | 14.2857 | 1.7422
S38E147_RES_4883 | Central | -37.3157 | 147.5782 | 921 | 10 | 2 | 551 | 1.7 | 0.3 | 7 | 20 | 1.7422
S38E147_RES_4996 | Central | -37.3131 | 147.5506 | 950 | 9 | 2 | 483 | 1.5 | 0.2 | 6 | 22.2222 | 1.7422
S38E147_RES_5001 | Central | -37.3131 | 147.7017 | 620 | 15 | 2 | 1120 | 2.8 | 0.3 | 6 | 13.3333 | 1.7422
S38E147_RES_5021 | Central | -37.3128 | 147.1994 | 1200 | 10 | 2 | 693 | 1.7 | 0.2 | 7 | 20 | 1.7422
S38E147_RES_5038 | Central | -37.3125 | 147.9481 | 810 | 15 | 2 | 1355 | 2.9 | 0.3 | 8 | 13.3333 | 1.7422
S38E147_RES_5159 | Central | -37.3098 | 147.3398 | 663 | 9 | 2 | 421 | 1.3 | 0.2 | 8 | 22.2222 | 1.7422
S38E147_RES_5193 | Central | -37.3089 | 147.6189 | 700 | 10 | 2 | 779 | 2.7 | 0.5 | 4 | 20 | 1.7422
S38E147_RES_5194 | Central | -37.3089 | 147.6294 | 730 | 10 | 2 | 872 | 2.2 | 0.3 | 7 | 20 | 1.7422
S38E147_RES_5247 | Central | -37.3078 | 147.6361 | 700 | 10 | 2 | 1534 | 4.9 | 0.8 | 3 | 20 | 1.7422
S38E147_RES_5294 | Central | -37.3064 | 147.4519 | 949 | 11 | 2 | 872 | 2 | 0.2 | 7 | 18.1818 | 1.7422
S38E147_RES_5305 | Central | -37.3056 | 147.1677 | 1121 | 11 | 2 | 798 | 2 | 0.2 | 8 | 18.1818 | 1.7422
S38E147_RES_5327 | Central | -37.305 | 147.6401 | 719 | 9 | 2 | 718 | 1.9 | 0.3 | 7 | 22.2222 | 1.7422
S38E147_RES_5333 | Central | -37.3047 | 147.4998 | 1179 | 10 | 2 | 1064 | 2.2 | 0.2 | 7 | 20 | 1.7422
S38E147_RES_5378 | Central | -37.3036 | 147.3664 | 831 | 9 | 2 | 328 | 1.1 | 0.2 | 8 | 22.2222 | 1.7422
S38E147_RES_5422 | Central | -37.3024 | 147.3547 | 963 | 9 | 2 | 798 | 2.4 | 0.4 | 5 | 22.2222 | 1.7422
S38E147_RES_5453 | Central | -37.3013 | 147.4523 | 942 | 9 | 2 | 1126 | 2.9 | 0.4 | 4 | 22.2222 | 1.7422
S38E147_RES_5469 | Central | -37.3006 | 147.9188 | 631 | 9 | 2 | 885 | 2.5 | 0.4 | 5 | 22.2222 | 1.7422
S38E147_RES_5498 | Central | -37.2994 | 147.4597 | 920 | 10 | 2 | 606 | 1.7 | 0.2 | 6 | 20 | 1.7422
S38E147_RES_10082 | Central | -37.15 | 147.1789 | 1339 | 11 | 2 | 749 | 1.3 | 0.1 | 15 | 18.1818 | 1.7422
S38E147_RES_10090 | Central | -37.1497 | 147.1651 | 1489 | 15 | 2 | 2117 | 4.5 | 0.5 | 5 | 13.3333 | 1.7422
S38E147_RES_10189 | Central | -37.1471 | 147.7202 | 949 | 13 | 2 | 854 | 2.2 | 0.3 | 8 | 15.3846 | 1.7422
S38E147_RES_10203 | Central | -37.1466 | 147.9303 | 1269 | 10 | 2 | 1219 | 3 | 0.4 | 5 | 20 | 1.7422
S38E147_RES_10293 | Central | -37.1432 | 147.7062 | 1028 | 9 | 2 | 557 | 1.8 | 0.3 | 6 | 22.2222 | 1.7422
S38E147_RES_10330 | Central | -37.1422 | 147.1831 | 1420 | 12 | 2 | 390 | 1.2 | 0.2 | 9 | 16.6667 | 1.7422
S38E147_RES_10335 | Central | -37.1422 | 147.8992 | 1350 | 9 | 2 | 1498 | 3.7 | 0.5 | 4 | 22.2222 | 1.7422
S38E147_RES_10344 | Central | -37.1419 | 147.1483 | 1510 | 10 | 2 | 1943 | 3.9 | 0.4 | 5 | 20 | 1.7422
S38E147_RES_10346 | Central | -37.1419 | 147.3478 | 1120 | 13 | 2 | 1015 | 2.9 | 0.4 | 6 | 15.3846 | 1.7422
S38E147_RES_10372 | Central | -37.1413 | 147.2199 | 1159 | 9 | 2 | 241 | 0.8 | 0.1 | 11 | 22.2222 | 1.7422
S38E147_RES_10401 | Central | -37.1403 | 147.1031 | 1179 | 11 | 2 | 192 | 0.5 | 0.1 | 27 | 18.1818 | 1.7422
S38E147_RES_10433 | Central | -37.1394 | 147.9314 | 1251 | 10 | 2 | 1485 | 4.3 | 0.6 | 4 | 20 | 1.7422
S38E147_RES_10486 | Central | -37.1379 | 147.1852 | 1482 | 11 | 2 | 1733 | 4.3 | 0.5 | 4 | 18.1818 | 1.7422
S38E147_RES_10517 | Central | -37.1367 | 147.7362 | 981 | 12 | 2 | 941 | 2.6 | 0.4 | 5 | 16.6667 | 1.7422
S38E147_RES_10538 | Central | -37.1361 | 147.697 | 1009 | 11 | 2 | 650 | 1.5 | 0.2 | 10 | 18.1818 | 1.7422
S38E147_RES_10548 | Central | -37.1358 | 147.7007 | 1051 | 9 | 2 | 730 | 2.1 | 0.3 | 6 | 22.2222 | 1.7422
S38E147_RES_10550 | Central | -37.1357 | 147.9007 | 1342 | 10 | 2 | 1733 | 3.3 | 0.3 | 6 | 20 | 1.7422
S38E147_RES_10610 | Central | -37.1341 | 147.6709 | 849 | 12 | 2 | 668 | 1.8 | 0.2 | 7 | 16.6667 | 1.7422
S38E147_RES_10638 | Central | -37.1333 | 147.3474 | 1078 | 12 | 2 | 551 | 1.3 | 0.2 | 10 | 16.6667 | 1.7422
S38E147_RES_10644 | Central | -37.1331 | 147.1975 | 1470 | 21 | 2 | 1913 | 3.2 | 0.3 | 8 | 9.5238 | 1.7422
S38E147_RES_10708 | Central | -37.1308 | 147.5094 | 1110 | 12 | 2 | 1300 | 2.5 | 0.2 | 7 | 16.6667 | 1.7422
S38E147_RES_10710 | Central | -37.1308 | 147.6883 | 980 | 11 | 2 | 501 | 1.5 | 0.2 | 9 | 18.1818 | 1.7422
S38E147_RES_10732 | Central | -37.1297 | 147.52 | 1110 | 11 | 2 | 1436 | 3.9 | 0.5 | 4 | 18.1818 | 1.7422
S38E147_RES_10746 | Central | -37.1292 | 147.3466 | 1099 | 17 | 2 | 724 | 1.3 | 0.1 | 20 | 11.7647 | 1.7422
S38E147_RES_10760 | Central | -37.1283 | 147.1053 | 1140 | 11 | 2 | 390 | 0.9 | 0.1 | 20 | 18.1818 | 1.7422
S38E147_RES_10779 | Central | -37.1272 | 147.1481 | 1530 | 9 | 2 | 1498 | 3.3 | 0.4 | 4 | 22.2222 | 1.7422
S38E147_RES_10782 | Central | -37.1272 | 147.1928 | 1500 | 10 | 2 | 1776 | 4 | 0.5 | 4 | 20 | 1.7422
S38E147_RES_10809 | Central | -37.1258 | 147.3317 | 1190 | 15 | 2 | 483 | 1.2 | 0.2 | 12 | 13.3333 | 1.7422
S38E147_RES_10883 | Central | -37.1225 | 147.6839 | 960 | 10 | 2 | 563 | 1.9 | 0.3 | 6 | 20 | 1.7422
S38E147_RES_10904 | Central | -37.1222 | 147.7061 | 1110 | 11 | 2 | 415 | 1.4 | 0.2 | 7 | 18.1818 | 1.7422
S38E147_RES_10956 | Central | -37.1204 | 147.6673 | 838 | 15 | 2 | 668 | 1.7 | 0.2 | 10 | 13.3333 | 1.7422
S38E147_RES_10969 | Central | -37.12 | 147.3367 | 1180 | 10 | 2 | 1306 | 2.5 | 0.2 | 7 | 20 | 1.7422
S38E147_RES_10973 | Central | -37.1199 | 147.9596 | 1239 | 16 | 2 | 1752 | 2.9 | 0.2 | 8 | 12.5 | 1.7422
S38E147_RES_11014 | Central | -37.1177 | 147.5179 | 1089 | 13 | 2 | 736 | 1.5 | 0.2 | 13 | 15.3846 | 1.7422
S38E147_RES_11081 | Central | -37.1145 | 147.6701 | 869 | 11 | 2 | 730 | 2.5 | 0.4 | 5 | 18.1818 | 1.7422
S38E147_RES_11091 | Central | -37.1143 | 147.7121 | 1101 | 10 | 2 | 749 | 2.2 | 0.3 | 5 | 20 | 1.7422
S38E147_RES_11107 | Central | -37.114 | 147.9054 | 1289 | 20 | 2 | 1430 | 2.2 | 0.2 | 15 | 10 | 1.7422
S38E147_RES_11119 | Central | -37.1138 | 147.7052 | 1149 | 11 | 2 | 829 | 2.2 | 0.3 | 7 | 18.1818 | 1.7422
S38E147_RES_11148 | Central | -37.1132 | 147.9281 | 1241 | 11 | 2 | 1745 | 4.3 | 0.5 | 4 | 18.1818 | 1.7422
S38E147_RES_11166 | Central | -37.1128 | 147.1069 | 1240 | 13 | 2 | 272 | 0.7 | 0.1 | 24 | 15.3846 | 1.7422
S38E147_RES_11193 | Central | -37.1119 | 147.8816 | 962 | 14 | 2 | 613 | 1.9 | 0.3 | 8 | 14.2857 | 1.7422
S38E147_RES_11216 | Central | -37.1111 | 147.8994 | 1220 | 10 | 2 | 972 | 3.3 | 0.6 | 4 | 20 | 1.7422
S38E147_RES_11261 | Central | -37.1093 | 147.9624 | 1205 | 15 | 2 | 1163 | 2.6 | 0.3 | 7 | 13.3333 | 1.7422
S38E147_RES_11271 | Central | -37.1089 | 147.3367 | 1171 | 12 | 2 | 1133 | 3 | 0.4 | 5 | 16.6667 | 1.7422
S38E147_RES_11283 | Central | -37.1085 | 147.8657 | 808 | 11 | 2 | 303 | 1 | 0.2 | 10 | 18.1818 | 1.7422
S38E147_RES_11291 | Central | -37.1083 | 147.9277 | 1201 | 10 | 2 | 1492 | 3.8 | 0.5 | 4 | 20 | 1.7422
S38E147_RES_11302 | Central | -37.1078 | 147.4788 | 1149 | 15 | 2 | 1182 | 2.7 | 0.3 | 8 | 13.3333 | 1.7422
S38E147_RES_11311 | Central | -37.1075 | 147.5267 | 1000 | 10 | 2 | 433 | 1.2 | 0.2 | 10 | 20 | 1.7422
S38E147_RES_11345 | Central | -37.1064 | 147.1003 | 1279 | 9 | 2 | 229 | 0.7 | 0.1 | 18 | 22.2222 | 1.7422
S38E147_RES_11424 | Central | -37.1039 | 147.9632 | 1229 | 13 | 2 | 1356 | 2.5 | 0.2 | 7 | 15.3846 | 1.7422
S38E147_RES_11435 | Central | -37.1033 | 147.7289 | 800 | 11 | 2 | 477 | 1.1 | 0.1 | 14 | 18.1818 | 1.7422
S38E147_RES_11451 | Central | -37.1025 | 147.6997 | 1140 | 9 | 2 | 706 | 2.2 | 0.3 | 5 | 22.2222 | 1.7422
S38E147_RES_11464 | Central | -37.1021 | 147.4971 | 1119 | 13 | 2 | 1752 | 3.9 | 0.4 | 5 | 15.3846 | 1.7422
S38E147_RES_11503 | Central | -37.1008 | 147.886 | 982 | 13 | 2 | 408 | 1.2 | 0.2 | 11 | 15.3846 | 1.7422
S38E147_RES_11558 | Central | -37.0991 | 147.8749 | 881 | 11 | 2 | 316 | 1 | 0.2 | 10 | 18.1818 | 1.7422
S38E147_RES_11574 | Central | -37.0986 | 147.3011 | 1270 | 10 | 2 | 1504 | 3.3 | 0.4 | 5 | 20 | 1.7422
S38E147_RES_11580 | Central | -37.0983 | 147.3184 | 1241 | 14 | 2 | 1987 | 4.5 | 0.5 | 4 | 14.2857 | 1.7422
S38E147_RES_11582 | Central | -37.0983 | 147.2936 | 1269 | 15 | 2 | 1975 | 3.9 | 0.4 | 6 | 13.3333 | 1.7422
S38E147_RES_11592 | Central | -37.098 | 147.9712 | 1309 | 13 | 2 | 910 | 3 | 0.5 | 5 | 15.3846 | 1.7422
S38E147_RES_11599 | Central | -37.0978 | 147.5203 | 1050 | 15 | 2 | 1306 | 3.1 | 0.4 | 6 | 13.3333 | 1.7422
S38E147_RES_11643 | Central | -37.096 | 147.9746 | 1308 | 10 | 2 | 768 | 2.2 | 0.3 | 6 | 20 | 1.7422
S38E147_RES_11708 | Central | -37.0938 | 147.6919 | 1191 | 15 | 2 | 978 | 2.1 | 0.2 | 7 | 13.3333 | 1.7422
S38E147_RES_11732 | Central | -37.0925 | 147.7439 | 780 | 11 | 2 | 501 | 1.3 | 0.2 | 9 | 18.1818 | 1.7422
S38E147_RES_11737 | Central | -37.0922 | 147.9742 | 1360 | 11 | 2 | 922 | 3.1 | 0.5 | 5 | 18.1818 | 1.7422
S38E147_RES_11768 | Central | -37.0905 | 147.3138 | 1179 | 11 | 2 | 371 | 1 | 0.1 | 11 | 18.1818 | 1.7422
S38E147_RES_11825 | Central | -37.0869 | 147.284 | 1281 | 11 | 2 | 1139 | 2.7 | 0.3 | 6 | 18.1818 | 1.7422
S38E147_RES_11844 | Central | -37.0856 | 147.3152 | 1149 | 12 | 2 | 507 | 0.9 | 0.1 | 20 | 16.6667 | 1.7422
S38E147_RES_11856 | Central | -37.0849 | 147.6917 | 1099 | 13 | 2 | 433 | 1.1 | 0.1 | 13 | 15.3846 | 1.7422
S38E147_RES_11867 | Central | -37.0842 | 147.3005 | 1259 | 13 | 2 | 1702 | 2.9 | 0.3 | 7 | 15.3846 | 1.7422
S38E147_RES_11894 | Central | -37.0831 | 147.3566 | 1271 | 12 | 2 | 1318 | 3.5 | 0.5 | 5 | 16.6667 | 1.7422
S38E147_RES_11905 | Central | -37.0825 | 147.6847 | 1050 | 11 | 2 | 755 | 2.2 | 0.3 | 7 | 18.1818 | 1.7422
S38E147_RES_11990 | Central | -37.0778 | 147.6883 | 1070 | 12 | 2 | 829 | 2.5 | 0.4 | 6 | 16.6667 | 1.7422
S38E147_RES_12013 | Central | -37.0753 | 147.6819 | 1000 | 15 | 2 | 1275 | 3.7 | 0.5 | 4 | 13.3333 | 1.7422
S38E147_RES_12064 | Central | -37.0722 | 147.2714 | 1340 | 10 | 2 | 545 | 1.3 | 0.2 | 10 | 20 | 1.7422
S38E147_RES_12085 | Central | -37.0716 | 147.9375 | 1259 | 18 | 2 | 836 | 1.7 | 0.2 | 13 | 11.1111 | 1.7422
S38E147_RES_12089 | Central | -37.0714 | 147.2928 | 1270 | 9 | 2 | 501 | 1.5 | 0.2 | 7 | 22.2222 | 1.7422
S38E147_RES_12143 | Central | -37.0686 | 147.3597 | 1220 | 10 | 2 | 1511 | 3.2 | 0.3 | 5 | 20 | 1.7422
S38E147_RES_12207 | Central | -37.0657 | 147.6921 | 971 | 10 | 2 | 935 | 2.4 | 0.3 | 6 | 20 | 1.7422
S38E147_RES_12221 | Central | -37.0651 | 147.5012 | 1079 | 17 | 2 | 1071 | 2.5 | 0.3 | 8 | 11.7647 | 1.7422
S38E147_RES_12222 | Central | -37.065 | 147.3307 | 1298 | 11 | 2 | 1312 | 3.3 | 0.4 | 4 | 18.1818 | 1.7422
S38E147_RES_12226 | Central | -37.0649 | 147.5589 | 921 | 10 | 2 | 1108 | 2.9 | 0.4 | 4 | 20 | 1.7422
S38E147_RES_12227 | Central | -37.0649 | 147.2774 | 1369 | 13 | 2 | 440 | 1.2 | 0.2 | 13 | 15.3846 | 1.7422
S38E147_RES_12285 | Central | -37.0607 | 147.3375 | 1273 | 9 | 2 | 1368 | 3.8 | 0.5 | 4 | 22.2222 | 1.7422
S38E147_RES_12324 | Central | -37.0575 | 147.5013 | 1091 | 15 | 2 | 1288 | 2.7 | 0.3 | 8 | 13.3333 | 1.7422
S38E147_RES_12325 | Central | -37.0575 | 147.9318 | 1308 | 10 | 2 | 1121 | 3.6 | 0.6 | 4 | 20 | 1.7422
S38E147_RES_12345 | Central | -37.0561 | 147.2875 | 1370 | 11 | 2 | 1220 | 3 | 0.4 | 7 | 18.1818 | 1.7422
S38E147_RES_12377 | Central | -37.0542 | 147.9322 | 1299 | 9 | 2 | 1858 | 5.4 | 0.8 | 3 | 22.2222 | 1.7422
S38E147_RES_12383 | Central | -37.0533 | 147.6942 | 940 | 9 | 2 | 823 | 2.6 | 0.4 | 4 | 22.2222 | 1.7422
S38E147_RES_12394 | Central | -37.0517 | 147.2756 | 1450 | 11 | 2 | 1480 | 3.8 | 0.5 | 4 | 18.1818 | 1.7422
S38E147_RES_12442 | Central | -37.0489 | 147.9229 | 1231 | 12 | 2 | 1034 | 2.4 | 0.3 | 7 | 16.6667 | 1.7422
S38E147_RES_12455 | Central | -37.0479 | 147.2949 | 1307 | 12 | 2 | 755 | 1.8 | 0.2 | 7 | 16.6667 | 1.7422
S38E147_RES_12468 | Central | -37.0474 | 147.2701 | 1401 | 10 | 2 | 384 | 1.1 | 0.2 | 10 | 20 | 1.7422
S38E147_RES_12474 | Central | -37.0469 | 147.4429 | 1152 | 11 | 2 | 891 | 2 | 0.2 | 7 | 18.1818 | 1.7422
S38E147_RES_12540 | Central | -37.0442 | 147.2634 | 1461 | 13 | 2 | 1059 | 2.2 | 0.2 | 7 | 15.3846 | 1.7422
S38E147_RES_12548 | Central | -37.0436 | 147.2722 | 1420 | 16 | 2 | 1164 | 1.7 | 0.1 | 17 | 12.5 | 1.7422
S38E147_RES_12566 | Central | -37.0425 | 147.9575 | 1420 | 11 | 2 | 1213 | 3.3 | 0.5 | 5 | 18.1818 | 1.7422
S38E147_RES_12570 | Central | -37.0423 | 147.3248 | 1268 | 9 | 2 | 1170 | 3 | 0.4 | 4 | 22.2222 | 1.7422
S38E147_RES_12581 | Central | -37.0419 | 147.2791 | 1401 | 9 | 2 | 1374 | 3.5 | 0.4 | 4 | 22.2222 | 1.7422
S38E147_RES_12593 | Central | -37.0411 | 147.4981 | 1050 | 14 | 2 | 1344 | 3 | 0.3 | 6 | 14.2857 | 1.7422
S38E147_RES_12606 | Central | -37.0405 | 147.7084 | 909 | 11 | 2 | 823 | 2.2 | 0.3 | 7 | 18.1818 | 1.7422
S38E147_RES_12679 | Central | -37.0367 | 147.4388 | 1089 | 15 | 2 | 489 | 1.4 | 0.2 | 10 | 13.3333 | 1.7422
S38E147_RES_12751 | Central | -37.0346 | 147.2976 | 1367 | 9 | 2 | 1622 | 3.4 | 0.4 | 5 | 22.2222 | 1.7422
S38E147_RES_12814 | Central | -37.032 | 147.4199 | 1119 | 15 | 2 | 1226 | 2.6 | 0.3 | 8 | 13.3333 | 1.7422
S38E147_RES_12824 | Central | -37.0317 | 147.4247 | 1130 | 12 | 2 | 1455 | 2.5 | 0.2 | 7 | 16.6667 | 1.7422
S38E147_RES_12845 | Central | -37.0309 | 147.7134 | 899 | 13 | 2 | 613 | 2.3 | 0.4 | 5 | 15.3846 | 1.7422
S38E147_RES_12847 | Central | -37.0308 | 147.4095 | 1141 | 9 | 2 | 1436 | 3.5 | 0.4 | 5 | 22.2222 | 1.7422
S38E147_RES_12858 | Central | -37.0303 | 147.2516 | 1479 | 14 | 2 | 495 | 1.1 | 0.1 | 15 | 14.2857 | 1.7422
S38E147_RES_12954 | Central | -37.0261 | 147.2933 | 1370 | 9 | 2 | 700 | 1.9 | 0.3 | 6 | 22.2222 | 1.7422
S38E147_RES_12992 | Central | -37.0252 | 147.5048 | 931 | 9 | 2 | 625 | 2 | 0.3 | 5 | 22.2222 | 1.7422
S38E147_RES_13021 | Central | -37.0237 | 147.5059 | 919 | 12 | 2 | 854 | 2.6 | 0.4 | 5 | 16.6667 | 1.7422
S38E147_RES_13037 | Central | -37.023 | 147.4054 | 1131 | 9 | 2 | 972 | 2.3 | 0.3 | 6 | 22.2222 | 1.7422
S38E147_RES_13055 | Central | -37.0222 | 147.9744 | 1350 | 12 | 2 | 1201 | 2.8 | 0.3 | 7 | 16.6667 | 1.7422
S38E147_RES_13067 | Central | -37.0219 | 147.7344 | 1040 | 16 | 2 | 1090 | 2.1 | 0.2 | 9 | 12.5 | 1.7422
S38E147_RES_13111 | Central | -37.0202 | 147.9653 | 1339 | 10 | 2 | 576 | 0.9 | 0.1 | 20 | 20 | 1.7422
S38E147_RES_13165 | Central | -37.0178 | 147.975 | 1360 | 11 | 2 | 632 | 2.1 | 0.4 | 6 | 18.1818 | 1.7422
S38E147_RES_13172 | Central | -37.0173 | 147.3944 | 1119 | 12 | 2 | 786 | 2.3 | 0.3 | 6 | 16.6667 | 1.7422
S38E147_RES_13236 | Central | -37.015 | 147.5376 | 891 | 11 | 2 | 675 | 1.7 | 0.2 | 9 | 18.1818 | 1.7422
S38E147_RES_13238 | Central | -37.015 | 147.9183 | 1230 | 10 | 2 | 1139 | 2.9 | 0.4 | 5 | 20 | 1.7422
S38E147_RES_13316 | Central | -37.0132 | 147.8973 | 1089 | 9 | 2 | 631 | 1.6 | 0.2 | 8 | 22.2222 | 1.7422
S38E147_RES_13338 | Central | -37.0126 | 147.8516 | 828 | 10 | 2 | 427 | 1.4 | 0.2 | 8 | 20 | 1.7422
S38E147_RES_13351 | Central | -37.0122 | 147.8426 | 902 | 9 | 2 | 706 | 2.1 | 0.3 | 5 | 22.2222 | 1.7422
S38E147_RES_13355 | Central | -37.012 | 147.9222 | 1241 | 9 | 2 | 1350 | 4.2 | 0.7 | 3 | 22.2222 | 1.7422
S38E147_RES_13378 | Central | -37.0108 | 147.895 | 1090 | 13 | 2 | 1313 | 3 | 0.3 | 7 | 15.3846 | 1.7422
S38E147_RES_13395 | Central | -37.0099 | 147.9317 | 1259 | 11 | 2 | 1541 | 3.9 | 0.5 | 4 | 18.1818 | 1.7422
S38E147_RES_13402 | Central | -37.0097 | 147.7749 | 1069 | 17 | 2 | 1418 | 2.5 | 0.2 | 9 | 11.7647 | 1.7422
S38E147_RES_13441 | Central | -37.0083 | 147.8367 | 950 | 10 | 2 | 557 | 1.7 | 0.3 | 6 | 20 | 1.7422
S38E147_RES_13477 | Central | -37.0066 | 147.3534 | 1259 | 9 | 2 | 805 | 2.6 | 0.4 | 4 | 22.2222 | 1.7422
S38E147_RES_13516 | Central | -37.005 | 147.7458 | 860 | 9 | 2 | 1120 | 3.6 | 0.6 | 4 | 22.2222 | 1.7422
S38E147_RES_13534 | Central | -37.0044 | 147.3768 | 1343 | 12 | 2 | 1046 | 2.2 | 0.2 | 7 | 16.6667 | 1.7422
S38E147_RES_13556 | Central | -37.0039 | 147.9469 | 1190 | 13 | 2 | 687 | 1.6 | 0.2 | 10 | 15.3846 | 1.7422
S38E147_RES_13557 | Central | -37.0039 | 147.9577 | 1191 | 11 | 2 | 1022 | 3.3 | 0.5 | 4 | 18.1818 | 1.7422
S38E147_RES_13568 | Central | -37.0035 | 147.9239 | 1241 | 10 | 2 | 1573 | 3.1 | 0.3 | 5 | 20 | 1.7422
S38E147_RES_13575 | Central | -37.0033 | 147.9198 | 1209 | 10 | 2 | 861 | 1.9 | 0.2 | 8 | 20 | 1.7422
S38E147_RES_13591 | Central | -37.0024 | 147.774 | 941 | 9 | 2 | 421 | 1.3 | 0.2 | 7 | 22.2222 | 1.7422
S38E147_RES_13623 | Central | -37 | 147.9372 | 1259 | 9 | 2 | 1684 | 4.5 | 0.6 | 4 | 22.2222 | 1.7422
S38E147_RES_5543 | Central | -37.2982 | 147.9432 | 811 | 9 | 2 | 841 | 2.4 | 0.3 | 6 | 22.2222 | 1.7422
S38E147_RES_5569 | Central | -37.2975 | 147.9279 | 699 | 10 | 2 | 470 | 1.5 | 0.3 | 7 | 20 | 1.7422
S38E147_RES_5584 | Central | -37.2971 | 147.2069 | 1249 | 11 | 2 | 934 | 2.1 | 0.2 | 7 | 18.1818 | 1.7422
S38E147_RES_5594 | Central | -37.2968 | 147.4654 | 983 | 11 | 2 | 476 | 1.5 | 0.2 | 8 | 18.1818 | 1.7422
S38E147_RES_5622 | Central | -37.2958 | 147.5044 | 1190 | 11 | 2 | 1330 | 2.9 | 0.3 | 6 | 18.1818 | 1.7422
S38E147_RES_5673 | Central | -37.2937 | 147.9097 | 611 | 9 | 2 | 1200 | 3.3 | 0.5 | 4 | 22.2222 | 1.7422
S38E147_RES_5761 | Central | -37.2906 | 147.9256 | 770 | 10 | 2 | 458 | 1.2 | 0.2 | 12 | 20 | 1.7422
S38E147_RES_5784 | Central | -37.2897 | 147.4922 | 1100 | 13 | 2 | 798 | 2.5 | 0.4 | 6 | 15.3846 | 1.7422
S38E147_RES_5802 | Central | -37.289 | 147.5259 | 1068 | 13 | 2 | 551 | 1.7 | 0.3 | 8 | 15.3846 | 1.7422
S38E147_RES_5811 | Central | -37.2885 | 147.9054 | 609 | 12 | 2 | 1200 | 3 | 0.4 | 6 | 16.6667 | 1.7422
S38E147_RES_5820 | Central | -37.2882 | 147.6021 | 698 | 11 | 2 | 1027 | 2.3 | 0.3 | 8 | 18.1818 | 1.7422
S38E147_RES_5901 | Central | -37.2848 | 147.1927 | 1171 | 16 | 2 | 755 | 2 | 0.3 | 9 | 12.5 | 1.7422
S38E147_RES_6039 | Central | -37.2803 | 147.1936 | 1200 | 15 | 2 | 1454 | 3.2 | 0.4 | 7 | 13.3333 | 1.7422
S38E147_RES_6045 | Central | -37.28 | 147.5815 | 762 | 17 | 2 | 1169 | 2.2 | 0.2 | 12 | 11.7647 | 1.7422
S38E147_RES_6058 | Central | -37.2797 | 147.9001 | 659 | 9 | 2 | 885 | 2.7 | 0.4 | 5 | 22.2222 | 1.7422
S38E147_RES_6145 | Central | -37.2769 | 147.1865 | 1219 | 9 | 2 | 1862 | 5.5 | 0.8 | 3 | 22.2222 | 1.7422
S38E147_RES_6173 | Central | -37.276 | 147.4191 | 917 | 14 | 2 | 303 | 0.8 | 0.1 | 16 | 14.2857 | 1.7422
S38E147_RES_6191 | Central | -37.2753 | 147.3689 | 770 | 9 | 2 | 328 | 1.1 | 0.2 | 8 | 22.2222 | 1.7422
S38E147_RES_6224 | Central | -37.2744 | 147.5392 | 960 | 11 | 2 | 600 | 1.9 | 0.3 | 6 | 18.1818 | 1.7422
S38E147_RES_6247 | Central | -37.2736 | 147.1114 | 1170 | 13 | 2 | 1918 | 3.6 | 0.3 | 6 | 15.3846 | 1.7422
S38E147_RES_6274 | Central | -37.2726 | 147.9413 | 1208 | 16 | 2 | 1534 | 3.3 | 0.4 | 7 | 12.5 | 1.7422
S38E147_RES_6297 | Central | -37.2719 | 147.9614 | 1171 | 12 | 2 | 699 | 2 | 0.3 | 7 | 16.6667 | 1.7422
S38E147_RES_6302 | Central | -37.2717 | 147.5457 | 942 | 8 | 2 | 891 | 2.5 | 0.3 | 5 | 25 | 1.7422
S38E147_RES_6335 | Central | -37.271 | 147.2233 | 723 | 10 | 2 | 284 | 1 | 0.2 | 11 | 20 | 1.7422
S38E147_RES_6350 | Central | -37.2706 | 147.5497 | 900 | 12 | 2 | 755 | 2.4 | 0.4 | 5 | 16.6667 | 1.7422
S38E147_RES_6445 | Central | -37.2683 | 147.9778 | 1040 | 15 | 2 | 959 | 1.9 | 0.2 | 11 | 13.3333 | 1.7422
S38E147_RES_6458 | Central | -37.2678 | 147.4441 | 1009 | 9 | 2 | 365 | 1 | 0.1 | 13 | 22.2222 | 1.7422
S38E147_RES_6530 | Central | -37.2656 | 147.4502 | 968 | 12 | 2 | 415 | 1 | 0.1 | 15 | 16.6667 | 1.7422
S38E147_RES_6564 | Central | -37.2647 | 147.4187 | 1129 | 11 | 2 | 421 | 1.3 | 0.2 | 9 | 18.1818 | 1.7422
S38E147_RES_6580 | Central | -37.2639 | 147.2217 | 780 | 12 | 2 | 223 | 0.8 | 0.1 | 15 | 16.6667 | 1.7422
S38E147_RES_6581 | Central | -37.2639 | 147.5258 | 1070 | 21 | 2 | 1578 | 2.4 | 0.2 | 13 | 9.5238 | 1.7422
S38E147_RES_6621 | Central | -37.2628 | 147.9394 | 1189 | 11 | 2 | 1256 | 3.2 | 0.4 | 4 | 18.1818 | 1.7422
S38E147_RES_6638 | Central | -37.2622 | 147.1897 | 1142 | 9 | 2 | 433 | 1.4 | 0.2 | 7 | 22.2222 | 1.7422
S38E147_RES_6685 | Central | -37.261 | 147.9163 | 781 | 9 | 2 | 705 | 2.1 | 0.3 | 5 | 22.2222 | 1.7422
S38E147_RES_6737 | Central | -37.2594 | 147.1814 | 1050 | 11 | 2 | 297 | 1 | 0.2 | 11 | 18.1818 | 1.7422
S38E147_RES_6769 | Central | -37.258 | 147.4139 | 1169 | 10 | 2 | 718 | 1.7 | 0.2 | 8 | 20 | 1.7422
S38E147_RES_6805 | Central | -37.2567 | 147.9619 | 1080 | 12 | 2 | 520 | 1.8 | 0.3 | 7 | 16.6667 | 1.7422
S38E147_RES_6839 | Central | -37.2554 | 147.9419 | 1109 | 15 | 2 | 705 | 1.5 | 0.2 | 10 | 13.3333 | 1.7422
S38E147_RES_6849 | Central | -37.255 | 147.8692 | 700 | 10 | 2 | 903 | 2.5 | 0.3 | 5 | 20 | 1.7422
S38E147_RES_6885 | Central | -37.2542 | 147.9393 | 1151 | 10 | 2 | 1200 | 2.8 | 0.3 | 5 | 20 | 1.7422
S38E147_RES_6910 | Central | -37.2533 | 147.9569 | 1040 | 16 | 2 | 922 | 2.1 | 0.2 | 9 | 12.5 | 1.7422
S38E147_RES_6912 | Central | -37.2532 | 147.4185 | 1227 | 11 | 2 | 594 | 1.4 | 0.2 | 10 | 18.1818 | 1.7422
S38E147_RES_6913 | Central | -37.2532 | 147.3751 | 1122 | 9 | 2 | 1021 | 2.6 | 0.3 | 5 | 22.2222 | 1.7422
S38E147_RES_6942 | Central | -37.2524 | 147.4398 | 1091 | 15 | 2 | 476 | 1.4 | 0.2 | 12 | 13.3333 | 1.7422
S38E147_RES_7040 | Central | -37.2493 | 147.1227 | 1138 | 11 | 2 | 922 | 2.2 | 0.3 | 7 | 18.1818 | 1.7422
S38E147_RES_7060 | Central | -37.2483 | 147.3947 | 1200 | 13 | 2 | 483 | 1.4 | 0.2 | 9 | 15.3846 | 1.7422
S38E147_RES_7076 | Central | -37.2478 | 147.1989 | 1260 | 12 | 2 | 1992 | 4.9 | 0.6 | 4 | 16.6667 | 1.7422
S38E147_RES_7265 | Central | -37.2411 | 147.2063 | 1249 | 12 | 2 | 934 | 1.8 | 0.2 | 10 | 16.6667 | 1.7422
S38E147_RES_7276 | Central | -37.2407 | 147.4045 | 1179 | 11 | 2 | 575 | 1.3 | 0.2 | 11 | 18.1818 | 1.7422
S38E147_RES_7318 | Central | -37.2391 | 147.4128 | 1189 | 12 | 2 | 353 | 0.8 | 0.1 | 16 | 16.6667 | 1.7422
S38E147_RES_7336 | Central | -37.2383 | 147.3878 | 1199 | 12 | 2 | 990 | 2.6 | 0.3 | 6 | 16.6667 | 1.7422
S38E147_RES_7391 | Central | -37.2358 | 147.1933 | 1291 | 11 | 2 | 1844 | 5 | 0.7 | 3 | 18.1818 | 1.7422
S38E147_RES_7416 | Central | -37.2347 | 147.545 | 970 | 13 | 2 | 656 | 1.8 | 0.3 | 7 | 15.3846 | 1.7422
S38E147_RES_7427 | Central | -37.2342 | 147.429 | 1231 | 11 | 2 | 910 | 2.5 | 0.3 | 5 | 18.1818 | 1.7422
S38E147_RES_7459 | Central | -37.2333 | 147.392 | 1229 | 11 | 2 | 526 | 1.5 | 0.2 | 8 | 18.1818 | 1.7422
S38E147_RES_7476 | Central | -37.2331 | 147.5735 | 1009 | 11 | 2 | 699 | 2.2 | 0.3 | 6 | 18.1818 | 1.7422
S38E147_RES_7489 | Central | -37.2328 | 147.5622 | 1020 | 9 | 2 | 575 | 1.7 | 0.3 | 6 | 22.2222 | 1.7422
S38E147_RES_7496 | Central | -37.2326 | 147.9965 | 1131 | 13 | 2 | 1473 | 3.8 | 0.5 | 5 | 15.3846 | 1.7422
S38E147_RES_7522 | Central | -37.2317 | 147.5548 | 959 | 14 | 2 | 446 | 1.3 | 0.2 | 11 | 14.2857 | 1.7422
S38E147_RES_7530 | Central | -37.2317 | 147.9306 | 1090 | 11 | 2 | 1510 | 3.3 | 0.4 | 5 | 18.1818 | 1.7422
S38E147_RES_7535 | Central | -37.2314 | 147.1144 | 1199 | 10 | 2 | 1200 | 2.7 | 0.3 | 6 | 20 | 1.7422
S38E147_RES_7537 | Central | -37.2314 | 147.5386 | 1000 | 10 | 2 | 545 | 1.8 | 0.3 | 6 | 20 | 1.7422
S38E147_RES_7540 | Central | -37.2314 | 147.544 | 951 | 11 | 2 | 687 | 2.1 | 0.3 | 6 | 18.1818 | 1.7422
S38E147_RES_7551 | Central | -37.2308 | 147.3724 | 1159 | 17 | 2 | 1126 | 1.8 | 0.1 | 14 | 11.7647 | 1.7422
S38E147_RES_7573 | Central | -37.2302 | 147.4441 | 1188 | 13 | 2 | 1479 | 3.9 | 0.5 | 5 | 15.3846 | 1.7422
S38E147_RES_7580 | Central | -37.2298 | 147.5474 | 909 | 10 | 2 | 421 | 1.4 | 0.2 | 8 | 20 | 1.7422
S38E147_RES_7639 | Central | -37.2276 | 147.2039 | 1282 | 18 | 2 | 2122 | 4 | 0.4 | 6 | 11.1111 | 1.7422
S38E147_RES_7660 | Central | -37.2267 | 147.9138 | 1142 | 15 | 2 | 804 | 1.9 | 0.2 | 8 | 13.3333 | 1.7422
S38E147_RES_7692 | Central | -37.2254 | 147.4423 | 1241 | 11 | 2 | 940 | 2.7 | 0.4 | 5 | 18.1818 | 1.7422
S38E147_RES_7749 | Central | -37.2237 | 147.2158 | 1229 | 15 | 2 | 489 | 1.3 | 0.2 | 14 | 13.3333 | 1.7422
S38E147_RES_7819 | Central | -37.2221 | 147.5615 | 897 | 9 | 2 | 811 | 2.6 | 0.4 | 4 | 22.2222 | 1.7422
S38E147_RES_7825 | Central | -37.2219 | 147.5512 | 869 | 9 | 2 | 885 | 2.6 | 0.4 | 5 | 22.2222 | 1.7422
S38E147_RES_7837 | Central | -37.2215 | 147.9192 | 1152 | 10 | 2 | 978 | 3.3 | 0.6 | 4 | 20 | 1.7422
S38E147_RES_7860 | Central | -37.221 | 147.2104 | 1278 | 13 | 2 | 1299 | 2.9 | 0.3 | 7 | 15.3846 | 1.7422
S38E147_RES_7883 | Central | -37.2201 | 147.3885 | 1248 | 9 | 2 | 1411 | 4.1 | 0.6 | 3 | 22.2222 | 1.7422
S38E147_RES_7906 | Central | -37.2197 | 147.2208 | 1260 | 13 | 2 | 1893 | 3.8 | 0.4 | 6 | 15.3846 | 1.7422
S38E147_RES_8017 | Central | -37.2167 | 147.356 | 1081 | 12 | 2 | 353 | 0.9 | 0.1 | 16 | 16.6667 | 1.7422
S38E147_RES_8069 | Central | -37.2156 | 147.4406 | 1290 | 10 | 2 | 520 | 1.4 | 0.2 | 8 | 20 | 1.7422
S38E147_RES_8070 | Central | -37.2156 | 147.6439 | 710 | 13 | 2 | 724 | 1.5 | 0.2 | 12 | 15.3846 | 1.7422
S38E147_RES_8089 | Central | -37.2152 | 147.7694 | 761 | 10 | 2 | 1392 | 3.6 | 0.5 | 5 | 20 | 1.7422
S38E147_RES_8093 | Central | -37.215 | 147.9503 | 1180 | 9 | 2 | 1429 | 4.5 | 0.7 | 3 | 22.2222 | 1.7422
S38E147_RES_8112 | Central | -37.2144 | 147.3653 | 1140 | 15 | 2 | 557 | 1.3 | 0.2 | 14 | 13.3333 | 1.7422
S38E147_RES_8199 | Central | -37.2119 | 147.4553 | 1379 | 12 | 2 | 1869 | 3.7 | 0.4 | 7 | 16.6667 | 1.7422
S38E147_RES_8231 | Central | -37.2104 | 147.3708 | 1192 | 16 | 2 | 507 | 1.2 | 0.1 | 16 | 12.5 | 1.7422
S38E147_RES_8254 | Central | -37.2097 | 147.9031 | 1331 | 11 | 2 | 693 | 2.1 | 0.3 | 7 | 18.1818 | 1.7422
S38E147_RES_8259 | Central | -37.2094 | 147.3619 | 1230 | 10 | 2 | 1479 | 4.2 | 0.6 | 3 | 20 | 1.7422
S38E147_RES_8272 | Central | -37.209 | 147.4773 | 1259 | 11 | 2 | 1658 | 3.6 | 0.4 | 5 | 18.1818 | 1.7422
S38E147_RES_8277 | Central | -37.2088 | 147.3503 | 1159 | 15 | 2 | 644 | 1.7 | 0.2 | 11 | 13.3333 | 1.7422
S38E147_RES_8278 | Central | -37.2087 | 147.9542 | 1139 | 12 | 2 | 1262 | 2.9 | 0.3 | 6 | 16.6667 | 1.7422
S38E147_RES_8285 | Central | -37.2084 | 147.1898 | 1309 | 14 | 2 | 1677 | 3.3 | 0.3 | 7 | 14.2857 | 1.7422
S38E147_RES_8331 | Central | -37.2072 | 147.9525 | 1150 | 11 | 2 | 1157 | 2.7 | 0.3 | 6 | 18.1818 | 1.7422
S38E147_RES_8345 | Central | -37.2066 | 147.5703 | 821 | 10 | 2 | 1485 | 3.3 | 0.4 | 5 | 20 | 1.7422
S38E147_RES_8387 | Central | -37.2053 | 147.3547 | 1210 | 12 | 2 | 1200 | 2.4 | 0.2 | 7 | 16.6667 | 1.7422
S38E147_RES_8544 | Central | -37.2011 | 147.9231 | 1230 | 13 | 2 | 1299 | 2.4 | 0.2 | 8 | 15.3846 | 1.7422
S38E147_RES_8549 | Central | -37.2008 | 147.3607 | 1261 | 13 | 2 | 1188 | 2.6 | 0.3 | 7 | 15.3846 | 1.7422
S38E147_RES_8603 | Central | -37.1992 | 147.3503 | 1260 | 9 | 2 | 1436 | 4.1 | 0.6 | 3 | 22.2222 | 1.7422
S38E147_RES_8604 | Central | -37.199 | 147.209 | 1267 | 12 | 2 | 495 | 1.2 | 0.2 | 11 | 16.6667 | 1.7422
S38E147_RES_8608 | Central | -37.1989 | 147.4739 | 1300 | 17 | 2 | 1002 | 1.8 | 0.2 | 14 | 11.7647 | 1.7422
S38E147_RES_8616 | Central | -37.1987 | 147.4236 | 1349 | 14 | 2 | 947 | 2.9 | 0.5 | 5 | 14.2857 | 1.7422
S38E147_RES_8639 | Central | -37.1981 | 147.9028 | 1360 | 9 | 2 | 817 | 2.3 | 0.3 | 5 | 22.2222 | 1.7422
S38E147_RES_8646 | Central | -37.1978 | 147.3558 | 1250 | 13 | 2 | 1108 | 3.2 | 0.5 | 5 | 15.3846 | 1.7422
S38E147_RES_8676 | Central | -37.1969 | 147.1897 | 1271 | 11 | 2 | 582 | 1.6 | 0.2 | 8 | 18.1818 | 1.7422
S38E147_RES_8682 | Central | -37.1968 | 147.9034 | 1351 | 10 | 2 | 928 | 3 | 0.5 | 4 | 20 | 1.7422
S38E147_RES_8729 | Central | -37.1954 | 147.4555 | 1278 | 10 | 2 | 606 | 1.7 | 0.2 | 7 | 20 | 1.7422
S38E147_RES_8735 | Central | -37.1953 | 147.9372 | 1200 | 10 | 2 | 705 | 2.2 | 0.3 | 5 | 20 | 1.7422
S38E147_RES_8753 | Central | -37.1947 | 147.1944 | 1331 | 11 | 2 | 1627 | 3.4 | 0.4 | 5 | 18.1818 | 1.7422
S38E147_RES_8798 | Central | -37.1933 | 147.1088 | 1062 | 9 | 2 | 347 | 1.1 | 0.2 | 8 | 22.2222 | 1.7422
S38E147_RES_8807 | Central | -37.1932 | 147.4941 | 1179 | 13 | 2 | 644 | 1.7 | 0.2 | 10 | 15.3846 | 1.7422
S38E147_RES_8893 | Central | -37.1908 | 147.3499 | 1301 | 16 | 2 | 1368 | 3.2 | 0.4 | 6 | 12.5 | 1.7422
S38E147_RES_8921 | Central | -37.1902 | 147.9573 | 1231 | 9 | 2 | 1627 | 3.9 | 0.5 | 4 | 22.2222 | 1.7422
S38E147_RES_8997 | Central | -37.1882 | 147.2021 | 1348 | 14 | 2 | 1720 | 3.9 | 0.5 | 5 | 14.2857 | 1.7422
S38E147_RES_9006 | Central | -37.1879 | 147.9055 | 1369 | 9 | 2 | 1528 | 3.5 | 0.4 | 4 | 22.2222 | 1.7422
S38E147_RES_9019 | Central | -37.1875 | 147.3721 | 1242 | 12 | 2 | 1188 | 2.7 | 0.3 | 6 | 16.6667 | 1.7422
S38E147_RES_9121 | Central | -37.1844 | 147.3718 | 1241 | 13 | 2 | 1101 | 2.7 | 0.3 | 6 | 15.3846 | 1.7422
S38E147_RES_9126 | Central | -37.1844 | 147.9453 | 1179 | 12 | 2 | 1609 | 3.8 | 0.4 | 5 | 16.6667 | 1.7422
S38E147_RES_9228 | Central | -37.1812 | 147.4822 | 1209 | 11 | 2 | 724 | 1.9 | 0.3 | 7 | 18.1818 | 1.7422
S38E147_RES_9238 | Central | -37.1808 | 147.8929 | 1379 | 11 | 2 | 1566 | 2.9 | 0.3 | 6 | 18.1818 | 1.7422
S38E147_RES_9268 | Central | -37.1801 | 147.9194 | 1219 | 10 | 2 | 668 | 2.1 | 0.3 | 6 | 20 | 1.7422
S38E147_RES_9288 | Central | -37.1794 | 147.2033 | 1309 | 13 | 2 | 594 | 1.4 | 0.2 | 10 | 15.3846 | 1.7422
S38E147_RES_9312 | Central | -37.1786 | 147.5089 | 1169 | 11 | 2 | 1442 | 2.4 | 0.2 | 7 | 18.1818 | 1.7422
S38E147_RES_9323 | Central | -37.1781 | 147.6002 | 859 | 9 | 2 | 507 | 1.6 | 0.2 | 7 | 22.2222 | 1.7422
S38E147_RES_9336 | Central | -37.1778 | 147.1992 | 1360 | 12 | 2 | 1163 | 3.2 | 0.4 | 6 | 16.6667 | 1.7422
S38E147_RES_9369 | Central | -37.1768 | 147.6031 | 849 | 12 | 2 | 514 | 1.3 | 0.2 | 10 | 16.6667 | 1.7422
S38E147_RES_9404 | Central | -37.175 | 147.2022 | 1350 | 18 | 2 | 1120 | 2.1 | 0.2 | 13 | 11.1111 | 1.7422
S38E147_RES_9405 | Central | -37.1749 | 147.5046 | 1189 | 11 | 2 | 1021 | 2.1 | 0.2 | 7 | 18.1818 | 1.7422
S38E147_RES_9412 | Central | -37.1745 | 147.3742 | 1199 | 9 | 2 | 1281 | 3.1 | 0.4 | 4 | 22.2222 | 1.7422
S38E147_RES_9429 | Central | -37.1736 | 147.6444 | 820 | 10 | 2 | 1238 | 3.2 | 0.4 | 4 | 20 | 1.7422
S38E147_RES_9499 | Central | -37.1712 | 147.3594 | 1219 | 12 | 2 | 786 | 1.8 | 0.2 | 9 | 16.6667 | 1.7422
S38E147_RES_9513 | Central | -37.1708 | 147.9055 | 1339 | 12 | 2 | 1256 | 2.2 | 0.2 | 10 | 16.6667 | 1.7422
S38E147_RES_9520 | Central | -37.1706 | 147.2056 | 1361 | 10 | 2 | 1566 | 4 | 0.5 | 4 | 20 | 1.7422
S38E147_RES_9546 | Central | -37.1698 | 147.6273 | 879 | 12 | 2 | 947 | 2.3 | 0.3 | 8 | 16.6667 | 1.7422
S38E147_RES_9601 | Central | -37.1679 | 147.4879 | 1221 | 13 | 2 | 1423 | 2.6 | 0.2 | 8 | 15.3846 | 1.7422
S38E147_RES_9609 | Central | -37.1676 | 147.6076 | 839 | 13 | 2 | 625 | 1.7 | 0.2 | 9 | 15.3846 | 1.7422
S38E147_RES_9622 | Central | -37.1672 | 147.9869 | 1150 | 12 | 2 | 1126 | 2.7 | 0.3 | 7 | 16.6667 | 1.7422
S38E147_RES_9631 | Central | -37.1669 | 147.3634 | 1178 | 12 | 2 | 1634 | 4.2 | 0.5 | 4 | 16.6667 | 1.7422
S38E147_RES_9634 | Central | -37.1667 | 147.3549 | 1219 | 15 | 2 | 1108 | 2.4 | 0.3 | 8 | 13.3333 | 1.7422
S38E147_RES_9654 | Central | -37.1657 | 147.9142 | 1309 | 11 | 2 | 1807 | 4.3 | 0.5 | 5 | 18.1818 | 1.7422
S38E147_RES_9692 | Central | -37.1635 | 147.3717 | 1189 | 16 | 2 | 959 | 2.1 | 0.2 | 10 | 12.5 | 1.7422
S38E147_RES_9825 | Central | -37.1591 | 147.9031 | 1431 | 9 | 2 | 1813 | 5.3 | 0.8 | 3 | 22.2222 | 1.7422
S38E147_RES_9862 | Central | -37.1575 | 147.1872 | 1421 | 16 | 2 | 1541 | 3.4 | 0.4 | 7 | 12.5 | 1.7422
S38E147_RES_9877 | Central | -37.1569 | 147.156 | 1259 | 9 | 2 | 359 | 1 | 0.1 | 12 | 22.2222 | 1.7422
S38E147_RES_9897 | Central | -37.1561 | 147.2014 | 1390 | 16 | 2 | 644 | 1.6 | 0.2 | 8 | 12.5 | 1.7422
S38E147_RES_9920 | Central | -37.1555 | 147.6619 | 739 | 11 | 2 | 1826 | 3.5 | 0.3 | 5 | 18.1818 | 1.7422
S38E147_RES_9922 | Central | -37.1555 | 147.1648 | 1479 | 9 | 2 | 1553 | 4.9 | 0.8 | 3 | 22.2222 | 1.7422
S38E147_RES_9948 | Central | -37.1544 | 147.668 | 728 | 9 | 2 | 1231 | 3 | 0.4 | 5 | 22.2222 | 1.7422
S38E147_RES_9993 | Central | -37.1528 | 147.3683 | 1220 | 9 | 2 | 755 | 2.1 | 0.3 | 5 | 22.2222 | 1.7422
S39E146_RES_2 | Central | -38.5938 | 146.3178 | 361 | 9 | 2 | 1314 | 3.4 | 0.4 | 4 | 22.2222 | 1.7422
S39E146_RES_3 | Central | -38.5933 | 146.3219 | 371 | 11 | 2 | 1290 | 3.3 | 0.4 | 5 | 18.1818 | 1.7422
S39E146_RES_54 | Central | -38.5539 | 146.4269 | 370 | 11 | 2 | 784 | 2.1 | 0.3 | 7 | 18.1818 | 1.7422
S39E146_RES_59 | Central | -38.5335 | 146.3883 | 459 | 11 | 2 | 1361 | 2.5 | 0.2 | 9 | 18.1818 | 1.7422
S39E146_RES_60 | Central | -38.5292 | 146.3856 | 460 | 11 | 2 | 1159 | 2.6 | 0.3 | 8 | 18.1818 | 1.7422
S39E146_RES_68 | Central | -38.5033 | 146.4678 | 370 | 9 | 2 | 795 | 1.8 | 0.2 | 8 | 22.2222 | 1.7422
S39E146_RES_95 | Central | -38.4875 | 146.5428 | 380 | 14 | 2 | 715 | 2.1 | 0.3 | 8 | 14.2857 | 1.7422
S39E146_RES_127 | Central | -38.4828 | 146.5308 | 370 | 10 | 2 | 1155 | 2.9 | 0.4 | 6 | 20 | 1.7422
S39E146_RES_192 | Central | -38.47 | 146.4611 | 480 | 13 | 2 | 642 | 1 | 0.1 | 22 | 15.3846 | 1.7422
S39E146_RES_208 | Central | -38.4644 | 146.5076 | 611 | 11 | 2 | 813 | 1.8 | 0.2 | 10 | 18.1818 | 1.7422
S39E146_RES_257 | Central | -38.4538 | 146.5999 | 369 | 15 | 2 | 500 | 1.4 | 0.2 | 11 | 13.3333 | 1.7422
S39E146_RES_300 | Central | -38.4444 | 146.5618 | 559 | 9 | 2 | 346 | 1 | 0.1 | 12 | 22.2222 | 1.7422
S39E146_RES_340 | Central | -38.4262 | 146.6105 | 539 | 11 | 2 | 642 | 1.6 | 0.2 | 10 | 18.1818 | 1.7422
S39E146_RES_413 | Central | -38.4147 | 146.6031 | 580 | 19 | 2 | 709 | 1.3 | 0.1 | 16 | 10.5263 | 1.7422
S39E146_RES_414 | Central | -38.4147 | 146.6135 | 618 | 14 | 2 | 2035 | 4.3 | 0.5 | 5 | 14.2857 | 1.7422
S39E146_RES_442 | Central | -38.4133 | 146.5997 | 540 | 13 | 2 | 364 | 1.2 | 0.2 | 9 | 15.3846 | 1.7422
S39E146_RES_445 | Central | -38.4132 | 146.5696 | 651 | 11 | 2 | 1661 | 4.1 | 0.5 | 4 | 18.1818 | 1.7422
S39E146_RES_459 | Central | -38.4116 | 146.4301 | 448 | 11 | 2 | 511 | 1.5 | 0.2 | 8 | 18.1818 | 1.7422
S39E146_RES_478 | Central | -38.4101 | 146.6431 | 591 | 9 | 2 | 986 | 2.3 | 0.3 | 7 | 22.2222 | 1.7422
S39E146_RES_493 | Central | -38.4083 | 146.5776 | 661 | 12 | 2 | 1586 | 3 | 0.3 | 6 | 16.6667 | 1.7422
S39E146_RES_507 | Central | -38.4075 | 146.6178 | 540 | 12 | 2 | 888 | 2.1 | 0.2 | 8 | 16.6667 | 1.7422
S39E146_RES_518 | Central | -38.4066 | 146.6156 | 521 | 13 | 2 | 709 | 2 | 0.3 | 7 | 15.3846 | 1.7422
S39E146_RES_558 | Central | -38.4022 | 146.4728 | 550 | 12 | 2 | 489 | 1.6 | 0.3 | 8 | 16.6667 | 1.7422
S39E146_RES_575 | Central | -38.4008 | 146.6748 | 431 | 12 | 2 | 611 | 1.5 | 0.2 | 9 | 16.6667 | 1.7422
S39E146_RES_603 | Central | -38.3978 | 146.6721 | 472 | 10 | 2 | 1213 | 3.4 | 0.5 | 4 | 20 | 1.7422
S39E146_RES_613 | Central | -38.3967 | 146.6519 | 610 | 12 | 2 | 2152 | 5 | 0.6 | 3 | 16.6667 | 1.7422
S39E146_RES_617 | Central | -38.3964 | 146.6411 | 570 | 9 | 2 | 826 | 2.6 | 0.4 | 4 | 22.2222 | 1.7422
S39E146_RES_618 | Central | -38.3961 | 146.5861 | 660 | 10 | 2 | 1195 | 2.7 | 0.3 | 5 | 20 | 1.7422
S39E146_RES_661 | Central | -38.393 | 146.5662 | 661 | 9 | 2 | 1011 | 3.5 | 0.6 | 4 | 22.2222 | 1.7422
S39E146_RES_724 | Central | -38.3875 | 146.4933 | 530 | 9 | 2 | 1197 | 3.3 | 0.5 | 4 | 22.2222 | 1.7422
S39E146_RES_732 | Central | -38.3863 | 146.6359 | 492 | 11 | 2 | 1775 | 3.8 | 0.4 | 5 | 18.1818 | 1.7422
S39E146_RES_733 | Central | -38.3861 | 146.6777 | 581 | 10 | 2 | 1913 | 4.7 | 0.6 | 4 | 20 | 1.7422
S39E146_RES_806 | Central | -38.3761 | 146.6799 | 592 | 10 | 2 | 1562 | 3.2 | 0.3 | 6 | 20 | 1.7422
S39E146_RES_879 | Central | -38.3661 | 146.6842 | 481 | 11 | 2 | 924 | 2.5 | 0.3 | 6 | 18.1818 | 1.7422
S39E146_RES_889 | Central | -38.3643 | 146.6737 | 518 | 9 | 2 | 1322 | 3.7 | 0.5 | 4 | 22.2222 | 1.7422
S39E146_RES_908 | Central | -38.3589 | 146.7009 | 459 | 11 | 2 | 1400 | 2.6 | 0.2 | 7 | 18.1818 | 1.7422
S39E146_RES_942 | Central | -38.3523 | 146.5594 | 409 | 10 | 2 | 436 | 1.4 | 0.2 | 7 | 20 | 1.7422
S39E146_RES_973 | Central | -38.3415 | 146.5762 | 419 | 9 | 2 | 995 | 3.1 | 0.5 | 4 | 22.2222 | 1.7422
S39E146_RES_975 | Central | -38.2688 | 146.0328 | 409 | 14 | 2 | 1152 | 2.4 | 0.3 | 9 | 14.2857 | 1.7422
S39E146_RES_992 | Central | -38.2612 | 146.0323 | 409 | 10 | 2 | 864 | 2 | 0.2 | 9 | 20 | 1.7422
S39E146_RES_998 | Central | -38.26 | 146.0861 | 410 | 10 | 2 | 1047 | 2.4 | 0.3 | 7 | 20 | 1.7422
S39E146_RES_1002 | Central | -38.2583 | 146.06 | 400 | 10 | 2 | 1269 | 2.8 | 0.3 | 6 | 20 | 1.7422
S39E146_RES_1009 | Central | -38.2564 | 146.0919 | 390 | 12 | 2 | 1343 | 3 | 0.3 | 6 | 16.6667 | 1.7422
S39E146_RES_1024 | Central | -38.2431 | 146.0853 | 380 | 10 | 2 | 1289 | 2.4 | 0.2 | 9 | 20 | 1.7422
S39E146_RES_1026 | Central | -38.2393 | 146.1921 | 359 | 12 | 2 | 1544 | 3.6 | 0.4 | 5 | 16.6667 | 1.7422
S39E146_RES_1031 | Central | -38.2373 | 146.1841 | 361 | 13 | 2 | 920 | 2 | 0.2 | 9 | 15.3846 | 1.7422
S39E146_RES_1036 | Central | -38.2308 | 146.2155 | 361 | 9 | 2 | 1493 | 3.9 | 0.5 | 4 | 22.2222 | 1.7422
S39E146_RES_1038 | Central | -38.2241 | 146.2244 | 369 | 11 | 2 | 2196 | 4.7 | 0.5 | 4 | 18.1818 | 1.7422
S36E147_RES_61 | Central | -35.9893 | 147.6741 | 527 | 11 | 1 | 530 | 1.2 | 0.1 | 9 | 9.0909 | 0.87111
S36E147_RES_141 | Central | -35.9727 | 147.6922 | 511 | 11 | 1 | 684 | 1.5 | 0.2 | 8 | 9.0909 | 0.87111
S37E146_RES_1078 | Central | -36.9211 | 146.2972 | 880 | 11 | 1 | 1300 | 2.7 | 0.3 | 5 | 9.0909 | 0.87111
S37E146_RES_1207 | Central | -36.9092 | 146.3089 | 810 | 10 | 1 | 1189 | 3 | 0.4 | 4 | 10 | 0.87111
S37E146_RES_125 | Central | -36.9789 | 146.3156 | 860 | 9 | 1 | 718 | 1.7 | 0.2 | 7 | 11.1111 | 0.87111
S37E146_RES_1537 | Central | -36.8778 | 146.1709 | 719 | 9 | 1 | 533 | 1.5 | 0.2 | 6 | 11.1111 | 0.87111
S37E146_RES_1572 | Central | -36.8749 | 146.1786 | 811 | 12 | 1 | 1765 | 2.8 | 0.2 | 5 | 8.3333 | 0.87111
S37E146_RES_1728 | Central | -36.8623 | 146.2915 | 818 | 10 | 1 | 1269 | 2.5 | 0.2 | 5 | 10 | 0.87111
S37E146_RES_1738 | Central | -36.8617 | 146.3011 | 789 | 13 | 1 | 1089 | 1.8 | 0.1 | 7 | 7.6923 | 0.87111
S37E146_RES_1767 | Central | -36.8567 | 146.1897 | 770 | 13 | 1 | 1946 | 3.1 | 0.2 | 5 | 7.6923 | 0.87111
S37E146_RES_1796 | Central | -36.8519 | 146.3136 | 730 | 9 | 1 | 210 | 0.7 | 0.1 | 11 | 11.1111 | 0.87111
S37E146_RES_1893 | Central | -36.8414 | 146.3291 | 749 | 10 | 1 | 694 | 2.2 | 0.4 | 4 | 10 | 0.87111
S37E146_RES_1901 | Central | -36.8408 | 146.3349 | 691 | 10 | 1 | 377 | 0.8 | 0.1 | 15 | 10 | 0.87111
S37E146_RES_2155 | Central | -36.8212 | 146.1888 | 729 | 12 | 1 | 496 | 1.2 | 0.1 | 11 | 8.3333 | 0.87111
S37E146_RES_2202 | Central | -36.8177 | 146.3245 | 781 | 9 | 1 | 805 | 1.5 | 0.1 | 6 | 11.1111 | 0.87111
S37E146_RES_2228 | Central | -36.8153 | 146.3156 | 780 | 9 | 1 | 1555 | 3.5 | 0.4 | 4 | 11.1111 | 0.87111
S37E146_RES_2233 | Central | -36.8147 | 146.7954 | 689 | 9 | 1 | 458 | 1.2 | 0.2 | 9 | 11.1111 | 0.87111
S37E146_RES_2240 | Central | -36.8133 | 146.3183 | 780 | 10 | 1 | 1399 | 2.4 | 0.2 | 5 | 10 | 0.87111
S37E146_RES_2273 | Central | -36.8116 | 146.259 | 832 | 9 | 1 | 1809 | 3.4 | 0.3 | 4 | 11.1111 | 0.87111
S37E146_RES_247 | Central | -36.9703 | 146.2076 | 688 | 11 | 1 | 669 | 1.4 | 0.1 | 10 | 9.0909 | 0.87111
S37E146_RES_251 | Central | -36.9701 | 146.2501 | 877 | 9 | 1 | 1059 | 2.4 | 0.3 | 4 | 11.1111 | 0.87111
S37E146_RES_354 | Central | -36.9661 | 146.1978 | 710 | 12 | 1 | 1746 | 2.7 | 0.2 | 7 | 8.3333 | 0.87111
S37E146_RES_50 | Central | -36.9874 | 146.4076 | 1108 | 9 | 1 | 811 | 2.2 | 0.3 | 4 | 11.1111 | 0.87111
S37E146_RES_565 | Central | -36.9584 | 146.1841 | 681 | 10 | 1 | 1207 | 2.6 | 0.3 | 5 | 10 | 0.87111
S37E146_RES_58 | Central | -36.9856 | 146.3947 | 911 | 10 | 1 | 415 | 1.1 | 0.1 | 10 | 10 | 0.87111
S37E146_RES_671 | Central | -36.9525 | 146.2239 | 820 | 12 | 1 | 1337 | 2.2 | 0.2 | 7 | 8.3333 | 0.87111
S37E146_RES_69 | Central | -36.9834 | 146.3064 | 851 | 9 | 1 | 1622 | 3.2 | 0.3 | 3 | 11.1111 | 0.87111
S37E146_RES_739 | Central | -36.9492 | 146.8961 | 810 | 10 | 1 | 316 | 0.9 | 0.1 | 12 | 10 | 0.87111
S37E146_RES_78 | Central | -36.9825 | 146.3136 | 850 | 9 | 1 | 1411 | 2.4 | 0.2 | 4 | 11.1111 | 0.87111
S37E146_RES_834 | Central | -36.9439 | 146.3113 | 931 | 13 | 1 | 1381 | 2.4 | 0.2 | 7 | 7.6923 | 0.87111
S37E146_RES_2427 | Central | -36.7981 | 146.3187 | 791 | 14 | 1 | 1152 | 1.8 | 0.1 | 11 | 7.1429 | 0.87111
S37E146_RES_2469 | Central | -36.793 | 146.3148 | 792 | 12 | 1 | 1332 | 1.5 | 0.1 | 11 | 8.3333 | 0.87111
S37E146_RES_2445 | Central | -36.7958 | 146.2295 | 719 | 9 | 1 | 1425 | 2.7 | 0.3 | 5 | 11.1111 | 0.87111
S37E146_RES_2670 | Central | -36.7779 | 146.3172 | 642 | 9 | 1 | 644 | 1.9 | 0.3 | 5 | 11.1111 | 0.87111
S37E146_RES_2566 | Central | -36.7864 | 146.3496 | 748 | 10 | 1 | 1480 | 2.3 | 0.2 | 6 | 10 | 0.87111
S37E146_RES_2551 | Central | -36.7874 | 146.1842 | 752 | 16 | 1 | 1400 | 1.6 | 0.1 | 12 | 6.25 | 0.87111
S37E146_RES_2718 | Central | -36.7752 | 146.1966 | 671 | 10 | 1 | 1151 | 2.8 | 0.4 | 4 | 10 | 0.87111
S37E146_RES_2882 | Central | -36.7563 | 146.1821 | 651 | 9 | 1 | 1740 | 3.7 | 0.4 | 4 | 11.1111 | 0.87111
S37E146_RES_2833 | Central | -36.7636 | 146.1814 | 660 | 9 | 1 | 1605 | 3.7 | 0.4 | 3 | 11.1111 | 0.87111
S37E146_RES_3388 | Central | -36.4998 | 146.9741 | 679 | 9 | 1 | 521 | 1.5 | 0.2 | 7 | 11.1111 | 0.87111
S37E146_RES_3339 | Central | -36.5084 | 146.9236 | 681 | 10 | 1 | 1245 | 2.1 | 0.2 | 7 | 10 | 0.87111
S37E146_RES_3130 | Central | -36.6242 | 146.7278 | 520 | 9 | 1 | 583 | 1.6 | 0.2 | 5 | 11.1111 | 0.87111
S37E146_RES_3697 | Central | -36.4448 | 146.7329 | 802 | 10 | 1 | 825 | 1.5 | 0.1 | 10 | 10 | 0.87111
S37E146_RES_3897 | Central | -36.4238 | 146.7763 | 811 | 10 | 1 | 1551 | 2.8 | 0.3 | 6 | 10 | 0.87111
S37E146_RES_3976 | Central | -36.418 | 146.9587 | 839 | 9 | 1 | 706 | 2.1 | 0.3 | 4 | 11.1111 | 0.87111
S37E146_RES_4274 | Central | -36.3998 | 146.7242 | 828 | 9 | 1 | 1241 | 2.2 | 0.2 | 7 | 11.1111 | 0.87111
S37E146_RES_4218 | Central | -36.4048 | 146.8044 | 718 | 12 | 1 | 856 | 2 | 0.2 | 6 | 8.3333 | 0.87111
S37E146_RES_4421 | Central | -36.3827 | 146.7787 | 698 | 9 | 1 | 962 | 2.3 | 0.3 | 5 | 11.1111 | 0.87111
S37E146_RES_4333 | Central | -36.395 | 146.969 | 1003 | 9 | 1 | 1463 | 3.3 | 0.4 | 4 | 11.1111 | 0.87111
S37E146_RES_4338 | Central | -36.3947 | 146.711 | 691 | 9 | 1 | 1286 | 2.7 | 0.3 | 5 | 11.1111 | 0.87111
S37E146_RES_4284 | Central | -36.3985 | 146.7322 | 788 | 10 | 1 | 552 | 1.7 | 0.2 | 6 | 10 | 0.87111
S37E146_RES_4599 | Central | -36.3506 | 146.7473 | 719 | 9 | 1 | 1147 | 2 | 0.2 | 8 | 11.1111 | 0.87111
S37E146_RES_4610 | Central | -36.3492 | 146.7183 | 680 | 12 | 1 | 1980 | 2.4 | 0.1 | 9 | 8.3333 | 0.87111
S37E146_RES_4541 | Central | -36.3584 | 146.9441 | 591 | 12 | 1 | 789 | 1.8 | 0.2 | 6 | 8.3333 | 0.87111
S37E146_RES_4492 | Central | -36.3683 | 146.9464 | 690 | 9 | 1 | 1247 | 2.7 | 0.3 | 5 | 11.1111 | 0.87111
S37E146_RES_4627 | Central | -36.3447 | 146.7526 | 728 | 9 | 1 | 751 | 1.4 | 0.1 | 8 | 11.1111 | 0.87111
S37E146_RES_4842 | Central | -36.2334 | 146.8798 | 589 | 9 | 1 | 907 | 2.3 | 0.3 | 5 | 11.1111 | 0.87111
S37E147_RES_1040 | Central | -36.8775 | 147.9878 | 1280 | 9 | 1 | 769 | 1.4 | 0.1 | 8 | 11.1111 | 0.87111
S37E147_RES_1122 | Central | -36.8699 | 147.665 | 809 | 9 | 1 | 700 | 1.9 | 0.2 | 5 | 11.1111 | 0.87111
S37E147_RES_1263 | Central | -36.8623 | 147.5516 | 1128 | 10 | 1 | 638 | 1.3 | 0.1 | 10 | 10 | 0.87111
S37E147_RES_1292 | Central | -36.8608 | 147.9825 | 1281 | 10 | 1 | 1127 | 2.7 | 0.3 | 4 | 10 | 0.87111
S37E147_RES_1627 | Central | -36.8362 | 147.5446 | 998 | 9 | 1 | 384 | 1 | 0.1 | 11 | 11.1111 | 0.87111
S37E147_RES_1592 | Central | -36.8385 | 147.5406 | 1041 | 9 | 1 | 353 | 1 | 0.1 | 10 | 11.1111 | 0.87111
S37E147_RES_1601 | Central | -36.8377 | 147.5786 | 1009 | 9 | 1 | 626 | 1.8 | 0.2 | 6 | 11.1111 | 0.87111
S37E147_RES_1960 | Central | -36.8153 | 147.9617 | 1580 | 11 | 1 | 1109 | 1.6 | 0.1 | 11 | 9.0909 | 0.87111
S37E147_RES_2008 | Central | -36.8114 | 147.1117 | 720 | 9 | 1 | 353 | 1.2 | 0.2 | 7 | 11.1111 | 0.87111
S37E147_RES_181 | Central | -36.9882 | 147.8601 | 871 | 9 | 1 | 408 | 1.2 | 0.2 | 7 | 11.1111 | 0.87111
S37E147_RES_2020 | Central | -36.8103 | 147.969 | 1581 | 10 | 1 | 712 | 1.7 | 0.2 | 6 | 10 | 0.87111
S37E147_RES_207 | Central | -36.9858 | 147.9173 | 1129 | 10 | 1 | 1158 | 2.1 | 0.2 | 6 | 10 | 0.87111
S37E147_RES_2311 | Central | -36.7922 | 147.9927 | 1459 | 10 | 1 | 762 | 1.5 | 0.1 | 9 | 10 | 0.87111
S37E147_RES_2345 | Central | -36.79 | 147.9608 | 1420 | 9 | 1 | 483 | 1.4 | 0.2 | 6 | 11.1111 | 0.87111
S37E147_RES_2518 | Central | -36.7811 | 147.8112 | 1149 | 9 | 1 | 478 | 1.4 | 0.2 | 7 | 11.1111 | 0.87111
S37E147_RES_2221 | Central | -36.7962 | 147.9654 | 1507 | 9 | 1 | 1146 | 1.6 | 0.1 | 8 | 11.1111 | 0.87111
S37E147_RES_66 | Central | -36.9956 | 147.942 | 1279 | 10 | 1 | 718 | 1.8 | 0.2 | 5 | 10 | 0.87111
S37E147_RES_599 | Central | -36.958 | 147.8911 | 1059 | 10 | 1 | 1411 | 2.4 | 0.2 | 5 | 10 | 0.87111
S37E147_RES_54 | Central | -36.9963 | 147.9544 | 1239 | 12 | 1 | 793 | 1.5 | 0.1 | 10 | 8.3333 | 0.87111
S37E147_RES_533 | Central | -36.9633 | 147.8856 | 970 | 9 | 1 | 787 | 2.6 | 0.4 | 3 | 11.1111 | 0.87111
S37E147_RES_786 | Central | -36.9131 | 147.8276 | 1159 | 9 | 1 | 1648 | 3.5 | 0.4 | 4 | 11.1111 | 0.87111
S37E147_RES_3575 | Central | -36.6964 | 147.3569 | 1310 | 10 | 1 | 1145 | 1.7 | 0.1 | 10 | 10 | 0.87111
S37E147_RES_3670 | Central | -36.6914 | 147.9961 | 1190 | 9 | 1 | 662 | 1.5 | 0.2 | 7 | 11.1111 | 0.87111
S37E147_RES_3794 | Central | -36.6864 | 147.2476 | 741 | 9 | 1 | 471 | 1.5 | 0.2 | 6 | 11.1111 | 0.87111
S37E147_RES_3817 | Central | -36.6856 | 147.2417 | 790 | 9 | 1 | 334 | 1 | 0.2 | 9 | 11.1111 | 0.87111
S37E147_RES_3376 | Central | -36.7136 | 147.1069 | 690 | 9 | 1 | 402 | 1.2 | 0.2 | 6 | 11.1111 | 0.87111
S37E147_RES_3463 | Central | -36.7017 | 147.0953 | 690 | 10 | 1 | 428 | 1 | 0.1 | 11 | 10 | 0.87111
S37E147_RES_4278 | Central | -36.6633 | 147.2447 | 920 | 9 | 1 | 390 | 1.1 | 0.1 | 10 | 11.1111 | 0.87111
S37E147_RES_10106 | Central | -36.323 | 147.5402 | 958 | 9 | 1 | 1187 | 2 | 0.2 | 8 | 11.1111 | 0.87111
S37E147_RES_10147 | Central | -36.3204 | 147.519 | 986 | 9 | 1 | 1561 | 3.4 | 0.4 | 4 | 11.1111 | 0.87111
S37E147_RES_10327 | Central | -36.3063 | 147.2922 | 547 | 11 | 1 | 701 | 1.5 | 0.2 | 8 | 9.0909 | 0.87111
S37E147_RES_10357 | Central | -36.303 | 147.2962 | 599 | 12 | 1 | 1111 | 2.1 | 0.2 | 6 | 8.3333 | 0.87111
S37E147_RES_10460 | Central | -36.2956 | 147.1797 | 759 | 9 | 1 | 1053 | 2.2 | 0.2 | 5 | 11.1111 | 0.87111
S37E147_RES_10497 | Central | -36.2943 | 147.956 | 658 | 9 | 1 | 649 | 1.8 | 0.2 | 6 | 11.1111 | 0.87111
S37E147_RES_10551 | Central | -36.2911 | 147.51 | 900 | 14 | 1 | 1246 | 1.8 | 0.1 | 9 | 7.1429 | 0.87111
S37E147_RES_10661 | Central | -36.2821 | 147.1645 | 682 | 9 | 1 | 1196 | 2.6 | 0.3 | 5 | 11.1111 | 0.87111
S37E147_RES_11207 | Central | -36.2472 | 147.4095 | 649 | 11 | 1 | 826 | 1.7 | 0.2 | 6 | 9.0909 | 0.87111
S37E147_RES_11530 | Central | -36.2086 | 147.618 | 699 | 11 | 1 | 752 | 1.8 | 0.2 | 7 | 9.0909 | 0.87111
S37E147_RES_11565 | Central | -36.1994 | 147.6239 | 721 | 9 | 1 | 1402 | 3.4 | 0.4 | 3 | 11.1111 | 0.87111
S37E147_RES_11577 | Central | -36.1975 | 147.9968 | 671 | 9 | 1 | 501 | 1.4 | 0.2 | 7 | 11.1111 | 0.87111
S37E147_RES_11750 | Central | -36.1581 | 147.5386 | 830 | 9 | 1 | 1464 | 2.6 | 0.2 | 5 | 11.1111 | 0.87111
S37E147_RES_11777 | Central | -36.154 | 147.4418 | 627 | 10 | 1 | 782 | 2.1 | 0.3 | 5 | 10 | 0.87111
S37E147_RES_11779 | Central | -36.1536 | 147.5298 | 819 | 9 | 1 | 1086 | 2.8 | 0.3 | 3 | 11.1111 | 0.87111
S37E147_RES_11858 | Central | -36.14 | 147.8799 | 798 | 10 | 1 | 620 | 1.5 | 0.2 | 7 | 10 | 0.87111
S37E147_RES_11903 | Central | -36.1315 | 147.8935 | 838 | 9 | 1 | 824 | 2.2 | 0.3 | 4 | 11.1111 | 0.87111
S37E147_RES_11941 | Central | -36.129 | 147.1907 | 606 | 9 | 1 | 614 | 1.6 | 0.2 | 6 | 11.1111 | 0.87111
S37E147_RES_12021 | Central | -36.125 | 147.8794 | 650 | 13 | 1 | 751 | 1.1 | 0.1 | 15 | 7.6923 | 0.87111
S37E147_RES_12066 | Central | -36.1228 | 147.1844 | 660 | 9 | 1 | 1392 | 2.4 | 0.2 | 7 | 11.1111 | 0.87111
S37E147_RES_12163 | Central | -36.1186 | 147.4311 | 810 | 9 | 1 | 1123 | 2.4 | 0.3 | 5 | 11.1111 | 0.87111
S37E147_RES_12166 | Central | -36.1186 | 147.5956 | 758 | 9 | 1 | 1067 | 1.8 | 0.2 | 8 | 11.1111 | 0.87111
S37E147_RES_12266 | Central | -36.115 | 147.3614 | 570 | 9 | 1 | 695 | 2 | 0.3 | 5 | 11.1111 | 0.87111
S37E147_RES_12306 | Central | -36.1135 | 147.5305 | 619 | 9 | 1 | 651 | 1.7 | 0.2 | 7 | 11.1111 | 0.87111
S37E147_RES_12414 | Central | -36.1073 | 147.6074 | 741 | 9 | 1 | 795 | 1.9 | 0.2 | 6 | 11.1111 | 0.87111
S37E147_RES_12425 | Central | -36.1067 | 147.8814 | 549 | 9 | 1 | 466 | 1.2 | 0.2 | 8 | 11.1111 | 0.87111
S37E147_RES_12437 | Central | -36.1064 | 147.8876 | 619 | 10 | 1 | 1061 | 2.4 | 0.3 | 6 | 10 | 0.87111
S37E147_RES_12458 | Central | -36.1049 | 147.5113 | 722 | 9 | 1 | 1055 | 2.7 | 0.3 | 4 | 11.1111 | 0.87111
S37E147_RES_12486 | Central | -36.1031 | 147.8876 | 597 | 9 | 1 | 639 | 1.1 | 0.1 | 12 | 11.1111 | 0.87111
S37E147_RES_12515 | Central | -36.1 | 147.5892 | 739 | 10 | 1 | 483 | 1.3 | 0.2 | 8 | 10 | 0.87111
S37E147_RES_12655 | Central | -36.0878 | 147.3697 | 610 | 9 | 1 | 664 | 2 | 0.3 | 3 | 11.1111 | 0.87111
S37E147_RES_12746 | Central | -36.0801 | 147.5979 | 578 | 9 | 1 | 689 | 1.3 | 0.1 | 11 | 11.1111 | 0.87111
S37E147_RES_12767 | Central | -36.0775 | 147.5892 | 591 | 9 | 1 | 919 | 2.1 | 0.2 | 6 | 11.1111 | 0.87111
S37E147_RES_4316 | Central | -36.6612 | 147.2512 | 848 | 10 | 1 | 514 | 1.1 | 0.1 | 12 | 10 | 0.87111
S37E147_RES_4818 | Central | -36.6342 | 147.9558 | 1470 | 10 | 1 | 911 | 2 | 0.2 | 6 | 10 | 0.87111
S37E147_RES_5729 | Central | -36.5917 | 147.3636 | 640 | 9 | 1 | 718 | 1.6 | 0.2 | 8 | 11.1111 | 0.87111
S37E147_RES_5869 | Central | -36.5861 | 147.4793 | 668 | 9 | 1 | 669 | 1.7 | 0.2 | 7 | 11.1111 | 0.87111
S37E147_RES_5907 | Central | -36.5846 | 147.7937 | 1120 | 9 | 1 | 409 | 1.3 | 0.2 | 7 | 11.1111 | 0.87111
S37E147_RES_5920 | Central | -36.5839 | 147.2375 | 810 | 9 | 1 | 464 | 1.3 | 0.2 | 7 | 11.1111 | 0.87111
S37E147_RES_6146 | Central | -36.5714 | 147.8005 | 978 | 9 | 1 | 291 | 1.1 | 0.2 | 6 | 11.1111 | 0.87111
S37E147_RES_6389 | Central | -36.5548 | 147.9442 | 1228 | 10 | 1 | 614 | 1.3 | 0.1 | 11 | 10 | 0.87111
S37E147_RES_6416 | Central | -36.553 | 147.9714 | 1469 | 10 | 1 | 825 | 2.2 | 0.3 | 5 | 10 | 0.87111
S37E147_RES_6622 | Central | -36.5387 | 147.1176 | 908 | 10 | 1 | 620 | 1.8 | 0.3 | 6 | 10 | 0.87111
S37E147_RES_7040 | Central | -36.5053 | 147.9563 | 1179 | 12 | 1 | 583 | 1.1 | 0.1 | 13 | 8.3333 | 0.87111
S37E147_RES_7132 | Central | -36.5021 | 147.9857 | 1237 | 10 | 1 | 1352 | 2.7 | 0.3 | 5 | 10 | 0.87111
S37E147_RES_7159 | Central | -36.5009 | 147.9909 | 1249 | 14 | 1 | 545 | 0.8 | 0.1 | 21 | 7.1429 | 0.87111
S37E147_RES_7238 | Central | -36.4979 | 147.7121 | 1118 | 9 | 1 | 960 | 1.9 | 0.2 | 7 | 11.1111 | 0.87111
S37E147_RES_7330 | Central | -36.4939 | 147.9906 | 1200 | 9 | 1 | 1003 | 1.9 | 0.2 | 8 | 11.1111 | 0.87111
S37E147_RES_7336 | Central | -36.4937 | 147.7123 | 1181 | 9 | 1 | 1295 | 3 | 0.3 | 4 | 11.1111 | 0.87111
S37E147_RES_7378 | Central | -36.4923 | 147.1479 | 837 | 9 | 1 | 565 | 1.7 | 0.3 | 6 | 11.1111 | 0.87111
S37E147_RES_7403 | Central | -36.4913 | 147.7047 | 1209 | 11 | 1 | 1562 | 2.7 | 0.2 | 6 | 9.0909 | 0.87111
S37E147_RES_7494 | Central | -36.4877 | 147.8897 | 1198 | 9 | 1 | 1270 | 2.6 | 0.3 | 5 | 11.1111 | 0.87111
S37E147_RES_7588 | Central | -36.4833 | 147.7066 | 1211 | 10 | 1 | 627 | 1.4 | 0.2 | 8 | 10 | 0.87111
S37E147_RES_7654 | Central | -36.4794 | 147.6984 | 1099 | 10 | 1 | 651 | 1.7 | 0.2 | 7 | 10 | 0.87111
S37E147_RES_7715 | Central | -36.4761 | 147.1187 | 711 | 9 | 1 | 725 | 2 | 0.3 | 5 | 11.1111 | 0.87111
S37E147_RES_8157 | Central | -36.4578 | 147.7028 | 1210 | 9 | 1 | 857 | 1.6 | 0.1 | 9 | 11.1111 | 0.87111
S37E147_RES_8382 | Central | -36.4478 | 147.9017 | 879 | 11 | 1 | 205 | 0.6 | 0.1 | 15 | 9.0909 | 0.87111
S37E147_RES_8559 | Central | -36.4407 | 147.6887 | 1098 | 11 | 1 | 502 | 1.3 | 0.2 | 8 | 9.0909 | 0.87111
S37E147_RES_8945 | Central | -36.4251 | 147.1283 | 629 | 9 | 1 | 429 | 1.1 | 0.2 | 9 | 11.1111 | 0.87111
S37E147_RES_9060 | Central | -36.4204 | 147.372 | 838 | 11 | 1 | 1023 | 2.1 | 0.2 | 6 | 9.0909 | 0.87111
S37E147_RES_9096 | Central | -36.419 | 147.6708 | 1112 | 9 | 1 | 1191 | 2.9 | 0.3 | 4 | 11.1111 | 0.87111
S37E147_RES_9133 | Central | -36.4169 | 147.3735 | 831 | 9 | 1 | 825 | 1.7 | 0.2 | 7 | 11.1111 | 0.87111
S37E147_RES_9144 | Central | -36.4167 | 147.1181 | 570 | 11 | 1 | 479 | 1.4 | 0.2 | 7 | 9.0909 | 0.87111
S37E147_RES_9197 | Central | -36.4147 | 147.9411 | 880 | 9 | 1 | 762 | 1.6 | 0.2 | 8 | 11.1111 | 0.87111
S37E147_RES_9222 | Central | -36.4139 | 147.8977 | 809 | 9 | 1 | 408 | 1.1 | 0.2 | 8 | 11.1111 | 0.87111
S37E147_RES_9432 | Central | -36.4043 | 147.1033 | 499 | 10 | 1 | 582 | 1.6 | 0.2 | 6 | 10 | 0.87111
S37E147_RES_9861 | Central | -36.3481 | 147.4903 | 630 | 9 | 1 | 545 | 1.6 | 0.2 | 6 | 11.1111 | 0.87111
S38E146_RES_1054 | Central | -37.8644 | 146.0703 | 540 | 10 | 1 | 870 | 1.8 | 0.2 | 7 | 10 | 0.87111
S38E146_RES_105 | Central | -37.944 | 146.5307 | 427 | 10 | 1 | 273 | 0.8 | 0.1 | 12 | 10 | 0.87111
S38E146_RES_1130 | Central | -37.8601 | 146.4779 | 610 | 9 | 1 | 297 | 1 | 0.2 | 9 | 11.1111 | 0.87111
S38E146_RES_1173 | Central | -37.8578 | 146.6492 | 430 | 9 | 1 | 279 | 0.9 | 0.2 | 9 | 11.1111 | 0.87111
S38E146_RES_1974 | Central | -37.8243 | 146.0401 | 733 | 9 | 1 | 815 | 1.6 | 0.2 | 9 | 11.1111 | 0.87111
S38E146_RES_183 | Central | -37.9276 | 146.0867 | 479 | 9 | 1 | 1038 | 1.8 | 0.2 | 10 | 11.1111 | 0.87111
S38E146_RES_1833 | Central | -37.8304 | 146.076 | 817 | 11 | 1 | 513 | 1 | 0.1 | 13 | 9.0909 | 0.87111
S38E146_RES_1835 | Central | -37.8303 | 146.085 | 930 | 11 | 1 | 847 | 1.6 | 0.1 | 9 | 9.0909 | 0.87111
S38E146_RES_2132 | Central | -37.8183 | 146.2385 | 1317 | 15 | 1 | 970 | 1.2 | 0.1 | 19 | 6.6667 | 0.87111
S38E146_RES_2135 | Central | -37.8183 | 146.3331 | 1021 | 9 | 1 | 376 | 1.1 | 0.1 | 9 | 11.1111 | 0.87111
S38E146_RES_2141 | Central | -37.8181 | 146.0786 | 910 | 10 | 1 | 872 | 1.3 | 0.1 | 14 | 10 | 0.87111
S38E146_RES_2154 | Central | -37.8178 | 146.6518 | 461 | 9 | 1 | 464 | 0.9 | 0.1 | 15 | 11.1111 | 0.87111
S38E146_RES_2024 | Central | -37.8226 | 146.0589 | 841 | 9 | 1 | 1187 | 2.7 | 0.3 | 5 | 11.1111 | 0.87111
S38E146_RES_2035 | Central | -37.8221 | 146.0674 | 818 | 9 | 1 | 1125 | 3 | 0.4 | 4 | 11.1111 | 0.87111
S38E146_RES_2059 | Central | -37.8211 | 146.6519 | 440 | 10 | 1 | 377 | 1.1 | 0.2 | 9 | 10 | 0.87111
S38E146_RES_2311 | Central | -37.8117 | 146.5231 | 730 | 9 | 1 | 426 | 1.3 | 0.2 | 6 | 11.1111 | 0.87111
S38E146_RES_2341 | Central | -37.8108 | 146.0697 | 841 | 9 | 1 | 926 | 1.6 | 0.1 | 9 | 11.1111 | 0.87111
S38E146_RES_2420 | Central | -37.8086 | 146.0333 | 720 | 9 | 1 | 1173 | 2.1 | 0.2 | 8 | 11.1111 | 0.87111
S38E146_RES_2630 | Central | -37.7988 | 146.2093 | 1009 | 12 | 1 | 439 | 1.3 | 0.2 | 8 | 8.3333 | 0.87111
S38E146_RES_295 | Central | -37.9158 | 146.6205 | 418 | 9 | 1 | 421 | 1.1 | 0.2 | 9 | 11.1111 | 0.87111
S38E146_RES_311 | Central | -37.9144 | 146.2889 | 600 | 10 | 1 | 377 | 1 | 0.1 | 10 | 10 | 0.87111
S38E146_RES_42 | Central | -37.9592 | 146.5592 | 420 | 9 | 1 | 445 | 1.4 | 0.2 | 7 | 11.1111 | 0.87111
S38E146_RES_559 | Central | -37.8992 | 146.3042 | 920 | 10 | 1 | 871 | 2.1 | 0.2 | 5 | 10 | 0.87111
S38E146_RES_604 | Central | -37.8958 | 146.2824 | 691 | 8 | 1 | 538 | 1.7 | 0.3 | 6 | 12.5 | 0.87111
S38E146_RES_502 | Central | -37.9036 | 146.4475 | 579 | 9 | 1 | 246 | 0.7 | 0.1 | 13 | 11.1111 | 0.87111
S38E146_RES_441 | Central | -37.9075 | 146.3096 | 859 | 10 | 1 | 674 | 2 | 0.3 | 4 | 10 | 0.87111
S38E146_RES_45 | Central | -37.9567 | 146.5351 | 439 | 9 | 1 | 759 | 1.7 | 0.2 | 8 | 11.1111 | 0.87111
S38E146_RES_869 | Central | -37.8738 | 146.6547 | 419 | 9 | 1 | 481 | 1.5 | 0.2 | 6 | 11.1111 | 0.87111
S38E146_RES_797 | Central | -37.8787 | 146.2989 | 1089 | 11 | 1 | 1253 | 1.7 | 0.1 | 13 | 9.0909 | 0.87111
S38E146_RES_8 | Central | -37.9669 | 146.4541 | 479 | 9 | 1 | 389 | 1.4 | 0.2 | 5 | 11.1111 | 0.87111
S38E146_RES_859 | Central | -37.8744 | 146.2898 | 999 | 10 | 1 | 334 | 0.7 | 0.1 | 18 | 10 | 0.87111
S38E146_RES_965 | Central | -37.8694 | 146.4744 | 680 | 10 | 1 | 383 | 1.1 | 0.2 | 9 | 10 | 0.87111
S38E146_RES_952 | Central | -37.87 | 146.0514 | 520 | 10 | 1 | 976 | 1.6 | 0.1 | 10 | 10 | 0.87111
S38E146_RES_2864 | Central | -37.7889 | 146.1504 | 1072 | 11 | 1 | 1507 | 2.6 | 0.2 | 6 | 9.0909 | 0.87111
S38E146_RES_2707 | Central | -37.795 | 146.1408 | 1020 | 9 | 1 | 1081 | 2.5 | 0.3 | 5 | 11.1111 | 0.87111
S38E146_RES_3129 | Central | -37.78 | 146.3283 | 899 | 11 | 1 | 643 | 2 | 0.3 | 4 | 9.0909 | 0.87111
S38E146_RES_3316 | Central | -37.775 | 146.0745 | 891 | 9 | 1 | 605 | 1.8 | 0.3 | 5 | 11.1111 | 0.87111
S38E146_RES_3195 | Central | -37.7776 | 146.6074 | 651 | 9 | 1 | 377 | 1.4 | 0.3 | 6 | 11.1111 | 0.87111
S38E146_RES_3397 | Central | -37.7733 | 146.1659 | 1019 | 9 | 1 | 809 | 2 | 0.2 | 6 | 11.1111 | 0.87111
S38E146_RES_3509 | Central | -37.7701 | 146.0699 | 978 | 9 | 1 | 988 | 1.7 | 0.1 | 9 | 11.1111 | 0.87111
S38E146_RES_3713 | Central | -37.7627 | 146.2891 | 929 | 9 | 1 | 569 | 1.8 | 0.3 | 4 | 11.1111 | 0.87111
S38E146_RES_3754 | Central | -37.7613 | 146.1965 | 1148 | 11 | 1 | 1298 | 2 | 0.2 | 8 | 9.0909 | 0.87111
S38E146_RES_3811 | Central | -37.7591 | 146.2819 | 1029 | 10 | 1 | 686 | 1.5 | 0.2 | 9 | 10 | 0.87111
S38E146_RES_3995 | Central | -37.7497 | 146.1675 | 1049 | 9 | 1 | 995 | 2.2 | 0.2 | 5 | 11.1111 | 0.87111
S38E146_RES_3927 | Central | -37.7538 | 146.2984 | 941 | 9 | 1 | 988 | 2.8 | 0.4 | 4 | 11.1111 | 0.87111
S38E146_RES_4312 | Central | -37.7272 | 146.2203 | 1050 | 16 | 1 | 1008 | 1.5 | 0.1 | 12 | 6.25 | 0.87111
S38E146_RES_4320 | Central | -37.7267 | 146.2011 | 1030 | 11 | 1 | 1556 | 1.9 | 0.1 | 10 | 9.0909 | 0.87111
S38E146_RES_4322 | Central | -37.7266 | 146.2294 | 1029 | 9 | 1 | 605 | 1.4 | 0.2 | 8 | 11.1111 | 0.87111
S38E146_RES_4151 | Central | -37.7397 | 146.5411 | 1050 | 10 | 1 | 1248 | 2.4 | 0.2 | 6 | 10 | 0.87111
S38E146_RES_4709 | Central | -37.6927 | 146.1517 | 1079 | 13 | 1 | 945 | 1.4 | 0.1 | 12 | 7.6923 | 0.87111
S38E146_RES_4601 | Central | -37.7025 | 146.6994 | 511 | 9 | 1 | 235 | 0.7 | 0.1 | 11 | 11.1111 | 0.87111
S38E146_RES_4595 | Central | -37.704 | 146.1446 | 1028 | 9 | 1 | 679 | 1.8 | 0.2 | 5 | 11.1111 | 0.87111
S38E146_RES_5055 | Central | -37.6592 | 146.4913 | 1219 | 9 | 1 | 934 | 1.5 | 0.1 | 10 | 11.1111 | 0.87111
S38E146_RES_5072 | Central | -37.6579 | 146.3627 | 842 | 9 | 1 | 371 | 1.2 | 0.2 | 8 | 11.1111 | 0.87111
S38E146_RES_5106 | Central | -37.6553 | 146.4804 | 1122 | 9 | 1 | 266 | 0.8 | 0.1 | 12 | 11.1111 | 0.87111
S38E146_RES_5190 | Central | -37.6495 | 146.14 | 1141 | 16 | 1 | 1904 | 2 | 0.1 | 14 | 6.25 | 0.87111
S38E146_RES_5127 | Central | -37.654 | 146.075 | 1011 | 12 | 1 | 346 | 1 | 0.1 | 9 | 8.3333 | 0.87111
S38E146_RES_5147 | Central | -37.6528 | 146.499 | 1241 | 10 | 1 | 1187 | 1.6 | 0.1 | 10 | 10 | 0.87111
S38E146_RES_5291 | Central | -37.641 | 146.4777 | 1217 | 9 | 1 | 995 | 2.2 | 0.2 | 6 | 11.1111 | 0.87111
S38E146_RES_5439 | Central | -37.6334 | 146.4956 | 1108 | 9 | 1 | 661 | 1.9 | 0.3 | 5 | 11.1111 | 0.87111
S38E146_RES_5349 | Central | -37.6377 | 146.0193 | 911 | 9 | 1 | 556 | 1.4 | 0.2 | 8 | 11.1111 | 0.87111
S38E146_RES_5483 | Central | -37.6314 | 146.1628 | 1190 | 12 | 1 | 1700 | 2 | 0.1 | 10 | 8.3333 | 0.87111
S38E146_RES_10231 | Central | -37.365 | 146.4221 | 899 | 9 | 1 | 328 | 0.9 | 0.1 | 10 | 11.1111 | 0.87111
S38E146_RES_10647 | Central | -37.3067 | 146.4528 | 1070 | 9 | 1 | 569 | 1.8 | 0.3 | 5 | 11.1111 | 0.87111
S38E146_RES_11188 | Central | -37.1867 | 146.9994 | 880 | 9 | 1 | 285 | 0.7 | 0.1 | 15 | 11.1111 | 0.87111
S38E146_RES_11472 | Central | -37.1577 | 146.3453 | 719 | 9 | 1 | 396 | 1.1 | 0.2 | 10 | 11.1111 | 0.87111
S38E146_RES_11600 | Central | -37.1408 | 146.3383 | 1011 | 9 | 1 | 1467 | 2.8 | 0.3 | 4 | 11.1111 | 0.87111
S38E146_RES_11650 | Central | -37.1366 | 146.5393 | 1087 | 10 | 1 | 607 | 1.3 | 0.1 | 10 | 10 | 0.87111
S38E146_RES_11710 | Central | -37.1316 | 146.5269 | 1219 | 9 | 1 | 427 | 1.3 | 0.2 | 7 | 11.1111 | 0.87111
S38E146_RES_12332 | Central | -37.0497 | 146.2537 | 759 | 11 | 1 | 941 | 2.2 | 0.3 | 5 | 9.0909 | 0.87111
S38E146_RES_12725 | Central | -37.0189 | 146.2986 | 910 | 9 | 1 | 879 | 2 | 0.2 | 6 | 11.1111 | 0.87111
S38E146_RES_5592 | Central | -37.6259 | 146.4629 | 1179 | 9 | 1 | 655 | 1.4 | 0.1 | 9 | 11.1111 | 0.87111
S38E146_RES_5602 | Central | -37.6253 | 146.1281 | 1149 | 13 | 1 | 878 | 1.2 | 0.1 | 17 | 7.6923 | 0.87111
S38E146_RES_5608 | Central | -37.6252 | 146.3262 | 859 | 9 | 1 | 606 | 1.6 | 0.2 | 7 | 11.1111 | 0.87111
S38E146_RES_5632 | Central | -37.6237 | 146.1145 | 1129 | 12 | 1 | 964 | 1.6 | 0.1 | 12 | 8.3333 | 0.87111
S38E146_RES_5768 | Central | -37.617 | 146.1336 | 1161 | 11 | 1 | 1292 | 2.2 | 0.2 | 7 | 9.0909 | 0.87111
S38E146_RES_5852 | Central | -37.6125 | 146.1381 | 1160 | 12 | 1 | 1502 | 2.5 | 0.2 | 7 | 8.3333 | 0.87111
S38E146_RES_5884 | Central | -37.6103 | 146.1397 | 1130 | 9 | 1 | 964 | 2.1 | 0.2 | 6 | 11.1111 | 0.87111
S38E146_RES_5917 | Central | -37.6087 | 146.1164 | 1121 | 9 | 1 | 661 | 1.4 | 0.1 | 9 | 11.1111 | 0.87111
S38E146_RES_5963 | Central | -37.6058 | 146.3699 | 969 | 8 | 1 | 408 | 1.5 | 0.3 | 5 | 12.5 | 0.87111
S38E146_RES_6017 | Central | -37.6031 | 146.0632 | 1049 | 9 | 1 | 1285 | 2 | 0.1 | 10 | 11.1111 | 0.87111
S38E146_RES_6166 | Central | -37.5958 | 146.5272 | 1000 | 9 | 1 | 370 | 1.1 | 0.2 | 9 | 11.1111 | 0.87111
S38E146_RES_6308 | Central | -37.5903 | 146.5117 | 1070 | 10 | 1 | 569 | 1 | 0.1 | 14 | 10 | 0.87111
S38E146_RES_6371 | Central | -37.5865 | 146.1647 | 1188 | 10 | 1 | 934 | 2.1 | 0.2 | 6 | 10 | 0.87111
S38E146_RES_6432 | Central | -37.5822 | 146.4769 | 1110 | 9 | 1 | 507 | 1.5 | 0.2 | 5 | 11.1111 | 0.87111
S38E146_RES_6457 | Central | -37.58 | 146.4997 | 1250 | 10 | 1 | 934 | 2 | 0.2 | 7 | 10 | 0.87111
S38E146_RES_6761 | Central | -37.5536 | 146.4869 | 1270 | 10 | 1 | 1626 | 2.5 | 0.2 | 5 | 10 | 0.87111
S38E146_RES_6788 | Central | -37.5516 | 146.3684 | 921 | 9 | 1 | 451 | 1.3 | 0.2 | 8 | 11.1111 | 0.87111
S38E146_RES_6850 | Central | -37.5462 | 146.3675 | 869 | 9 | 1 | 352 | 1.1 | 0.2 | 7 | 11.1111 | 0.87111
S38E146_RES_6854 | Central | -37.5461 | 146.4747 | 1290 | 9 | 1 | 1595 | 3.3 | 0.3 | 4 | 11.1111 | 0.87111
S38E146_RES_7068 | Central | -37.5321 | 146.4755 | 1201 | 9 | 1 | 940 | 1.9 | 0.2 | 7 | 11.1111 | 0.87111
S38E146_RES_7276 | Central | -37.5181 | 146.1916 | 899 | 9 | 1 | 278 | 0.9 | 0.1 | 11 | 11.1111 | 0.87111
S38E146_RES_7663 | Central | -37.4993 | 146.9383 | 1101 | 9 | 1 | 964 | 2.1 | 0.2 | 6 | 11.1111 | 0.87111
S38E146_RES_7945 | Central | -37.4894 | 146.9408 | 1189 | 10 | 1 | 439 | 1.1 | 0.1 | 10 | 10 | 0.87111
S38E146_RES_7955 | Central | -37.4891 | 146.5187 | 699 | 10 | 1 | 742 | 1.4 | 0.1 | 10 | 10 | 0.87111
S38E146_RES_8014 | Central | -37.4878 | 146.5317 | 761 | 9 | 1 | 873 | 1.7 | 0.2 | 6 | 11.1111 | 0.87111
S38E146_RES_8087 | Central | -37.4853 | 146.518 | 701 | 9 | 1 | 600 | 1.4 | 0.2 | 8 | 11.1111 | 0.87111
S38E146_RES_8173 | Central | -37.4819 | 146.7079 | 1272 | 9 | 1 | 1409 | 3.2 | 0.4 | 4 | 11.1111 | 0.87111
S38E146_RES_8253 | Central | -37.4786 | 146.8039 | 1080 | 9 | 1 | 433 | 1.3 | 0.2 | 8 | 11.1111 | 0.87111
S38E146_RES_8931 | Central | -37.4422 | 146.7865 | 1027 | 9 | 1 | 464 | 1.3 | 0.2 | 8 | 11.1111 | 0.87111
S38E146_RES_8985 | Central | -37.4394 | 146.4547 | 979 | 10 | 1 | 1317 | 2.3 | 0.2 | 7 | 10 | 0.87111
S38E146_RES_9056 | Central | -37.4363 | 146.5226 | 809 | 9 | 1 | 662 | 1.8 | 0.3 | 6 | 11.1111 | 0.87111
S38E146_RES_9323 | Central | -37.4247 | 146.8231 | 1500 | 10 | 1 | 1620 | 3.4 | 0.4 | 4 | 10 | 0.87111
S38E146_RES_9753 | Central | -37.4035 | 146.1641 | 638 | 9 | 1 | 359 | 1 | 0.1 | 11 | 11.1111 | 0.87111
S38E146_RES_9796 | Central | -37.4013 | 146.8282 | 1389 | 10 | 1 | 1521 | 2.4 | 0.2 | 6 | 10 | 0.87111
S38E146_RES_9888 | Central | -37.396 | 146.4979 | 819 | 9 | 1 | 526 | 1.2 | 0.1 | 10 | 11.1111 | 0.87111
S38E146_RES_9929 | Central | -37.3944 | 146.8081 | 1300 | 9 | 1 | 575 | 1.5 | 0.2 | 6 | 11.1111 | 0.87111
S38E146_RES_9991 | Central | -37.3918 | 146.4994 | 861 | 9 | 1 | 458 | 1.4 | 0.2 | 7 | 11.1111 | 0.87111
S38E147_RES_1141 | Central | -37.4747 | 147.9469 | 700 | 9 | 1 | 377 | 1.4 | 0.3 | 6 | 11.1111 | 0.87111
S38E147_RES_1269 | Central | -37.4653 | 147.0428 | 1260 | 11 | 1 | 1305 | 2.2 | 0.2 | 8 | 9.0909 | 0.87111
S38E147_RES_1345 | Central | -37.4611 | 147.0369 | 1261 | 9 | 1 | 1298 | 2.5 | 0.2 | 5 | 11.1111 | 0.87111
S38E147_RES_1376 | Central | -37.4594 | 147.0329 | 1219 | 9 | 1 | 631 | 1.5 | 0.2 | 7 | 11.1111 | 0.87111
S38E147_RES_1414 | Central | -37.4561 | 147.6867 | 630 | 9 | 1 | 334 | 1.1 | 0.2 | 7 | 11.1111 | 0.87111
S38E147_RES_160 | Central | -37.6075 | 147.0675 | 650 | 9 | 1 | 532 | 1.5 | 0.2 | 6 | 11.1111 | 0.87111
S38E147_RES_1805 | Central | -37.4181 | 147.6328 | 850 | 9 | 1 | 915 | 1.3 | 0.1 | 8 | 11.1111 | 0.87111
S38E147_RES_1880 | Central | -37.4146 | 147.7708 | 591 | 9 | 1 | 309 | 1 | 0.2 | 8 | 11.1111 | 0.87111
S38E147_RES_2130 | Central | -37.4032 | 147.5115 | 837 | 9 | 1 | 402 | 1 | 0.1 | 11 | 11.1111 | 0.87111
S38E147_RES_2241 | Central | -37.3994 | 147.5172 | 890 | 11 | 1 | 977 | 1.6 | 0.1 | 12 | 9.0909 | 0.87111
S38E147_RES_2314 | Central | -37.3973 | 147.5119 | 889 | 9 | 1 | 655 | 1.3 | 0.1 | 8 | 11.1111 | 0.87111
S38E147_RES_252 | Central | -37.5978 | 147.1567 | 610 | 9 | 1 | 643 | 1.7 | 0.2 | 6 | 11.1111 | 0.87111
S38E147_RES_298 | Central | -37.5931 | 147.0692 | 780 | 8 | 1 | 1032 | 2.1 | 0.2 | 6 | 12.5 | 0.87111
S38E147_RES_33 | Central | -37.6742 | 147.5167 | 440 | 9 | 1 | 1477 | 2.8 | 0.3 | 5 | 11.1111 | 0.87111
S38E147_RES_357 | Central | -37.5766 | 147.1697 | 528 | 9 | 1 | 408 | 1 | 0.1 | 11 | 11.1111 | 0.87111
S38E147_RES_439 | Central | -37.5518 | 147.0068 | 813 | 9 | 1 | 433 | 1.5 | 0.2 | 6 | 11.1111 | 0.87111
S38E147_RES_641 | Central | -37.5173 | 147.7226 | 677 | 9 | 1 | 525 | 1.2 | 0.1 | 9 | 11.1111 | 0.87111
S38E147_RES_72 | Central | -37.6361 | 147.4305 | 419 | 8 | 1 | 791 | 1.7 | 0.2 | 7 | 12.5 | 0.87111
S38E147_RES_85 | Central | -37.6323 | 147.426 | 408 | 9 | 1 | 810 | 1.7 | 0.2 | 5 | 11.1111 | 0.87111
S38E147_RES_2698 | Central | -37.3825 | 147.7461 | 659 | 10 | 1 | 222 | 0.7 | 0.1 | 12 | 10 | 0.87111
S38E147_RES_2699 | Central | -37.3824 | 147.1767 | 999 | 8 | 1 | 464 | 1.4 | 0.2 | 6 | 12.5 | 0.87111
S38E147_RES_2708 | Central | -37.3821 | 147.7352 | 697 | 9 | 1 | 359 | 1.1 | 0.2 | 7 | 11.1111 | 0.87111
S38E147_RES_2731 | Central | -37.3808 | 147.5433 | 1340 | 10 | 1 | 1608 | 2.6 | 0.2 | 7 | 10 | 0.87111
S38E147_RES_2810 | Central | -37.3785 | 147.749 | 708 | 8 | 1 | 736 | 2 | 0.3 | 5 | 12.5 | 0.87111
S38E147_RES_3035 | Central | -37.3714 | 147.7394 | 871 | 9 | 1 | 903 | 2.3 | 0.3 | 5 | 11.1111 | 0.87111
S38E147_RES_3236 | Central | -37.3655 | 147.1788 | 1191 | 9 | 1 | 1689 | 3.7 | 0.4 | 4 | 11.1111 | 0.87111
S38E147_RES_3259 | Central | -37.3647 | 147.7019 | 730 | 9 | 1 | 365 | 1.2 | 0.2 | 8 | 11.1111 | 0.87111
S38E147_RES_3391 | Central | -37.36 | 147.1739 | 1110 | 10 | 1 | 340 | 0.9 | 0.1 | 12 | 10 | 0.87111
S38E147_RES_3403 | Central | -37.3597 | 147.6258 | 940 | 9 | 1 | 384 | 1.1 | 0.2 | 8 | 11.1111 | 0.87111
S38E147_RES_3492 | Central | -37.3572 | 147.6705 | 819 | 9 | 1 | 581 | 1.5 | 0.2 | 7 | 11.1111 | 0.87111
S38E147_RES_3548 | Central | -37.3558 | 147.9451 | 681 | 9 | 1 | 513 | 1.6 | 0.2 | 6 | 11.1111 | 0.87111
S38E147_RES_3585 | Central | -37.3546 | 147.5244 | 1038 | 9 | 1 | 940 | 2.2 | 0.3 | 4 | 11.1111 | 0.87111
S38E147_RES_3802 | Central | -37.3492 | 147.1914 | 960 | 9 | 1 | 272 | 0.9 | 0.1 | 9 | 11.1111 | 0.87111
S38E147_RES_3894 | Central | -37.3461 | 147.1603 | 1090 | 10 | 1 | 668 | 2 | 0.3 | 4 | 10 | 0.87111
S38E147_RES_3899 | Central | -37.3461 | 147.6108 | 919 | 9 | 1 | 575 | 1.3 | 0.1 | 7 | 11.1111 | 0.87111
S38E147_RES_3909 | Central | -37.3457 | 147.164 | 1038 | 9 | 1 | 458 | 1.3 | 0.2 | 7 | 11.1111 | 0.87111
S38E147_RES_4396 | Central | -37.3319 | 147.5208 | 1130 | 13 | 1 | 866 | 1.4 | 0.1 | 13 | 7.6923 | 0.87111
S38E147_RES_4600 | Central | -37.3236 | 147.3299 | 609 | 9 | 1 | 285 | 0.9 | 0.1 | 9 | 11.1111 | 0.87111
S38E147_RES_4781 | Central | -37.3188 | 147.6544 | 801 | 9 | 1 | 903 | 1.9 | 0.2 | 6 | 11.1111 | 0.87111
S38E147_RES_4801 | Central | -37.3184 | 147.2106 | 1289 | 9 | 1 | 427 | 1.2 | 0.2 | 7 | 11.1111 | 0.87111
S38E147_RES_5036 | Central | -37.3125 | 147.9321 | 721 | 9 | 1 | 705 | 1.4 | 0.1 | 9 | 11.1111 | 0.87111
S38E147_RES_5068 | Central | -37.3117 | 147.5763 | 882 | 9 | 1 | 761 | 2.2 | 0.3 | 5 | 11.1111 | 0.87111
S38E147_RES_5122 | Central | -37.3107 | 147.2071 | 1268 | 9 | 1 | 681 | 1.8 | 0.2 | 6 | 11.1111 | 0.87111
S38E147_RES_5239 | Central | -37.3078 | 147.1588 | 1018 | 10 | 1 | 446 | 1.1 | 0.1 | 10 | 10 | 0.87111
S38E147_RES_5272 | Central | -37.3071 | 147.169 | 1127 | 13 | 1 | 1095 | 1.9 | 0.2 | 8 | 7.6923 | 0.87111
S38E147_RES_5351 | Central | -37.3042 | 147.5086 | 1240 | 9 | 1 | 866 | 2 | 0.2 | 6 | 11.1111 | 0.87111
S38E147_RES_5386 | Central | -37.3033 | 147.3589 | 920 | 10 | 1 | 736 | 1.2 | 0.1 | 13 | 10 | 0.87111
S38E147_RES_5517 | Central | -37.2989 | 147.5334 | 1239 | 10 | 1 | 613 | 1.4 | 0.2 | 9 | 10 | 0.87111
S38E147_RES_10071 | Central | -37.1502 | 147.5253 | 1028 | 10 | 1 | 1009 | 1.7 | 0.1 | 8 | 10 | 0.87111
S38E147_RES_10085 | Central | -37.1499 | 147.184 | 1446 | 10 | 1 | 1956 | 3.1 | 0.2 | 5 | 10 | 0.87111
S38E147_RES_10142 | Central | -37.1486 | 147.6703 | 760 | 10 | 1 | 1485 | 2.7 | 0.2 | 6 | 10 | 0.87111
S38E147_RES_10191 | Central | -37.1471 | 147.3343 | 1218 | 9 | 1 | 743 | 2.1 | 0.3 | 4 | 11.1111 | 0.87111
S38E147_RES_10207 | Central | -37.1464 | 147.164 | 1478 | 9 | 1 | 1566 | 3.1 | 0.3 | 5 | 11.1111 | 0.87111
S38E147_RES_10450 | Central | -37.1389 | 147.3533 | 1100 | 9 | 1 | 792 | 2.4 | 0.4 | 4 | 11.1111 | 0.87111
S38E147_RES_10476 | Central | -37.1383 | 147.2006 | 1460 | 9 | 1 | 1461 | 2.8 | 0.3 | 5 | 11.1111 | 0.87111
S38E147_RES_10573 | Central | -37.1349 | 147.7318 | 1028 | 11 | 1 | 842 | 1.7 | 0.2 | 8 | 9.0909 | 0.87111
S38E147_RES_10695 | Central | -37.1314 | 147.1481 | 1509 | 10 | 1 | 1188 | 2.7 | 0.3 | 5 | 10 | 0.87111
S38E147_RES_10820 | Central | -37.1253 | 147.9003 | 1320 | 9 | 1 | 1306 | 2.4 | 0.2 | 6 | 11.1111 | 0.87111
S38E147_RES_11124 | Central | -37.1137 | 147.7208 | 898 | 9 | 1 | 272 | 0.7 | 0.1 | 17 | 11.1111 | 0.87111
S38E147_RES_11181 | Central | -37.1124 | 147.5276 | 993 | 11 | 1 | 501 | 1.5 | 0.2 | 6 | 9.0909 | 0.87111
S38E147_RES_11215 | Central | -37.1111 | 147.4808 | 1180 | 9 | 1 | 662 | 2.1 | 0.3 | 4 | 11.1111 | 0.87111
S38E147_RES_11229 | Central | -37.1106 | 147.4953 | 1200 | 9 | 1 | 607 | 1.6 | 0.2 | 6 | 11.1111 | 0.87111
S38E147_RES_11279 | Central | -37.1087 | 147.9543 | 1208 | 9 | 1 | 1510 | 2.6 | 0.2 | 5 | 11.1111 | 0.87111
S38E147_RES_11348 | Central | -37.1062 | 147.6944 | 1219 | 10 | 1 | 675 | 2 | 0.3 | 5 | 10 | 0.87111
S38E147_RES_11493 | Central | -37.1011 | 147.5131 | 1070 | 11 | 1 | 1356 | 2.4 | 0.2 | 6 | 9.0909 | 0.87111
S38E147_RES_11499 | Central | -37.1009 | 147.8957 | 1029 | 10 | 1 | 569 | 1 | 0.1 | 15 | 10 | 0.87111
S38E147_RES_11509 | Central | -37.1006 | 147.9867 | 1300 | 9 | 1 | 495 | 1.2 | 0.2 | 9 | 11.1111 | 0.87111
S38E147_RES_11634 | Central | -37.0962 | 147.9831 | 1341 | 9 | 1 | 743 | 1.9 | 0.2 | 5 | 11.1111 | 0.87111
S38E147_RES_11775 | Central | -37.0902 | 147.9622 | 1379 | 9 | 1 | 805 | 1.3 | 0.1 | 11 | 11.1111 | 0.87111
S38E147_RES_11843 | Central | -37.0856 | 147.7038 | 1159 | 9 | 1 | 644 | 1.8 | 0.3 | 5 | 11.1111 | 0.87111
S38E147_RES_11954 | Central | -37.0796 | 147.5382 | 1082 | 10 | 1 | 1158 | 2 | 0.2 | 8 | 10 | 0.87111
S38E147_RES_11959 | Central | -37.0793 | 147.5433 | 1107 | 9 | 1 | 1411 | 2.7 | 0.3 | 6 | 11.1111 | 0.87111
S38E147_RES_12069 | Central | -37.0721 | 147.5536 | 939 | 9 | 1 | 613 | 1.7 | 0.2 | 6 | 11.1111 | 0.87111
S38E147_RES_12131 | Central | -37.0691 | 147.2702 | 1339 | 9 | 1 | 340 | 0.8 | 0.1 | 13 | 11.1111 | 0.87111
S38E147_RES_12163 | Central | -37.0677 | 147.5188 | 1108 | 10 | 1 | 563 | 1.6 | 0.2 | 6 | 10 | 0.87111
S38E147_RES_12239 | Central | -37.0645 | 147.3517 | 1219 | 9 | 1 | 1443 | 2.1 | 0.2 | 7 | 11.1111 | 0.87111
S38E147_RES_12261 | Central | -37.0631 | 147.2678 | 1420 | 16 | 1 | 879 | 2.2 | 0.3 | 5 | 6.25 | 0.87111
S38E147_RES_12278 | Central | -37.0608 | 147.2719 | 1440 | 9 | 1 | 1256 | 2.4 | 0.2 | 5 | 11.1111 | 0.87111
S38E147_RES_12326 | Central | -37.0575 | 147.2739 | 1439 | 11 | 1 | 1170 | 1.9 | 0.2 | 8 | 9.0909 | 0.87111
S38E147_RES_12336 | Central | -37.0568 | 147.5043 | 1117 | 9 | 1 | 1931 | 3.9 | 0.4 | 4 | 11.1111 | 0.87111
S38E147_RES_12382 | Central | -37.0534 | 147.3517 | 1221 | 9 | 1 | 625 | 1.7 | 0.2 | 6 | 11.1111 | 0.87111
S38E147_RES_12475 | Central | -37.0469 | 147.4481 | 1101 | 10 | 1 | 489 | 1.5 | 0.2 | 6 | 10 | 0.87111
S38E147_RES_12555 | Central | -37.0433 | 147.9489 | 1360 | 10 | 1 | 1059 | 2.5 | 0.3 | 5 | 10 | 0.87111
S38E147_RES_12728 | Central | -37.0353 | 147.9517 | 1300 | 9 | 1 | 538 | 1.7 | 0.3 | 5 | 11.1111 | 0.87111
S38E147_RES_12749 | Central | -37.0347 | 147.9717 | 1439 | 9 | 1 | 1164 | 2.9 | 0.4 | 4 | 11.1111 | 0.87111
S38E147_RES_12779 | Central | -37.0336 | 147.2902 | 1379 | 12 | 1 | 1003 | 1.8 | 0.2 | 8 | 8.3333 | 0.87111
S38E147_RES_12780 | Central | -37.0335 | 147.506 | 1102 | 10 | 1 | 1566 | 2.9 | 0.3 | 5 | 10 | 0.87111
S38E147_RES_12813 | Central | -37.0321 | 147.9759 | 1448 | 11 | 1 | 966 | 1.9 | 0.2 | 7 | 9.0909 | 0.87111
S38E147_RES_12815 | Central | -37.0319 | 147.2683 | 1410 | 9 | 1 | 656 | 2.1 | 0.3 | 4 | 11.1111 | 0.87111
S38E147_RES_12843 | Central | -37.0311 | 147.5112 | 1089 | 11 | 1 | 1102 | 2 | 0.2 | 7 | 9.0909 | 0.87111
S38E147_RES_12879 | Central | -37.0292 | 147.2717 | 1430 | 10 | 1 | 1269 | 2.3 | 0.2 | 6 | 10 | 0.87111
S38E147_RES_12924 | Central | -37.0273 | 147.2635 | 1502 | 11 | 1 | 922 | 1.5 | 0.1 | 6 | 9.0909 | 0.87111
S38E147_RES_12980 | Central | -37.0255 | 147.9579 | 1257 | 9 | 1 | 440 | 1.2 | 0.2 | 8 | 11.1111 | 0.87111
S38E147_RES_13117 | Central | -37.0198 | 147.2758 | 1359 | 9 | 1 | 421 | 1.4 | 0.2 | 6 | 11.1111 | 0.87111
S38E147_RES_13131 | Central | -37.0192 | 147.5311 | 920 | 9 | 1 | 359 | 1 | 0.1 | 11 | 11.1111 | 0.87111
S38E147_RES_13204 | Central | -37.0164 | 147.9247 | 1140 | 9 | 1 | 669 | 1.4 | 0.2 | 8 | 11.1111 | 0.87111
S38E147_RES_13222 | Central | -37.0156 | 147.3628 | 1190 | 9 | 1 | 545 | 1.5 | 0.2 | 6 | 11.1111 | 0.87111
S38E147_RES_13315 | Central | -37.0132 | 147.759 | 1077 | 9 | 1 | 681 | 1.1 | 0.1 | 11 | 11.1111 | 0.87111
S38E147_RES_13371 | Central | -37.0111 | 147.94 | 1210 | 11 | 1 | 582 | 1.6 | 0.2 | 7 | 9.0909 | 0.87111
S38E147_RES_13421 | Central | -37.0091 | 147.9267 | 1239 | 9 | 1 | 1331 | 2.4 | 0.2 | 6 | 11.1111 | 0.87111
S38E147_RES_13424 | Central | -37.0088 | 147.3706 | 1338 | 10 | 1 | 1052 | 2.3 | 0.2 | 5 | 10 | 0.87111
S38E147_RES_13586 | Central | -37.0026 | 147.9183 | 1198 | 9 | 1 | 904 | 1.9 | 0.2 | 7 | 11.1111 | 0.87111
S38E147_RES_13587 | Central | -37.0026 | 147.942 | 1239 | 9 | 1 | 799 | 1.4 | 0.1 | 10 | 11.1111 | 0.87111
S38E147_RES_5691 | Central | -37.2929 | 147.4154 | 718 | 9 | 1 | 507 | 1.4 | 0.2 | 7 | 11.1111 | 0.87111
S38E147_RES_5705 | Central | -37.2923 | 147.5482 | 919 | 9 | 1 | 384 | 1.4 | 0.2 | 6 | 11.1111 | 0.87111
S38E147_RES_5744 | Central | -37.2911 | 147.6275 | 670 | 9 | 1 | 545 | 1.6 | 0.2 | 6 | 11.1111 | 0.87111
S38E147_RES_5781 | Central | -37.2899 | 147.486 | 1031 | 9 | 1 | 464 | 1.5 | 0.2 | 6 | 11.1111 | 0.87111
S38E147_RES_6172 | Central | -37.276 | 147.9556 | 1179 | 10 | 1 | 1305 | 2.8 | 0.3 | 5 | 10 | 0.87111
S38E147_RES_6226 | Central | -37.2744 | 147.8101 | 609 | 10 | 1 | 433 | 1.2 | 0.2 | 8 | 10 | 0.87111
S38E147_RES_6270 | Central | -37.2728 | 147.5842 | 731 | 11 | 1 | 402 | 1.1 | 0.2 | 10 | 9.0909 | 0.87111
S38E147_RES_6292 | Central | -37.2721 | 147.9192 | 972 | 11 | 1 | 1120 | 2.1 | 0.2 | 7 | 9.0909 | 0.87111
S38E147_RES_6324 | Central | -37.2712 | 147.9436 | 1207 | 9 | 1 | 1274 | 1.9 | 0.1 | 8 | 11.1111 | 0.87111
S38E147_RES_6364 | Central | -37.2703 | 147.8035 | 641 | 9 | 1 | 563 | 1.4 | 0.2 | 7 | 11.1111 | 0.87111
S38E147_RES_6406 | Central | -37.2692 | 147.9481 | 1168 | 9 | 1 | 476 | 1.2 | 0.2 | 8 | 11.1111 | 0.87111
S38E147_RES_6526 | Central | -37.2658 | 147.9731 | 1091 | 9 | 1 | 755 | 1.7 | 0.2 | 8 | 11.1111 | 0.87111
S38E147_RES_6740 | Central | -37.2594 | 147.4158 | 1181 | 9 | 1 | 755 | 2 | 0.3 | 6 | 11.1111 | 0.87111
S38E147_RES_6857 | Central | -37.2548 | 147.3736 | 1129 | 9 | 1 | 1033 | 2.5 | 0.3 | 5 | 11.1111 | 0.87111
S38E147_RES_6904 | Central | -37.2533 | 147.1125 | 1210 | 10 | 1 | 1163 | 2 | 0.2 | 7 | 10 | 0.87111
S38E147_RES_6943 | Central | -37.2524 | 147.3892 | 1151 | 9 | 1 | 1089 | 2.2 | 0.2 | 6 | 11.1111 | 0.87111
S38E147_RES_7028 | Central | -37.25 | 147.1119 | 1219 | 16 | 1 | 1472 | 2 | 0.1 | 9 | 6.25 | 0.87111
S38E147_RES_7173 | Central | -37.2445 | 147.1056 | 1229 | 10 | 1 | 1429 | 2.6 | 0.2 | 6 | 10 | 0.87111
S38E147_RES_7212 | Central | -37.2431 | 147.3972 | 1250 | 8 | 1 | 1163 | 2.8 | 0.3 | 4 | 12.5 | 0.87111
S38E147_RES_7291 | Central | -37.2401 | 147.2143 | 1221 | 9 | 1 | 835 | 1.8 | 0.2 | 6 | 11.1111 | 0.87111
S38E147_RES_7297 | Central | -37.2399 | 147.4187 | 1239 | 10 | 1 | 1015 | 2.2 | 0.2 | 6 | 10 | 0.87111
S38E147_RES_7317 | Central | -37.2392 | 147.9958 | 1139 | 9 | 1 | 1268 | 2.1 | 0.2 | 6 | 11.1111 | 0.87111
S38E147_RES_7406 | Central | -37.2353 | 147.4039 | 1220 | 10 | 1 | 396 | 0.9 | 0.1 | 13 | 10 | 0.87111
S38E147_RES_7610 | Central | -37.2285 | 147.4033 | 1271 | 9 | 1 | 309 | 1 | 0.2 | 8 | 11.1111 | 0.87111
S38E147_RES_7617 | Central | -37.2283 | 147.9475 | 1170 | 9 | 1 | 1318 | 2.9 | 0.3 | 5 | 11.1111 | 0.87111
S38E147_RES_7619 | Central | -37.2283 | 147.3975 | 1289 | 9 | 1 | 848 | 2.1 | 0.3 | 5 | 11.1111 | 0.87111
S38E147_RES_7630 | Central | -37.228 | 147.3901 | 1248 | 9 | 1 | 953 | 2.2 | 0.2 | 5 | 11.1111 | 0.87111
S38E147_RES_7641 | Central | -37.2276 | 147.549 | 889 | 10 | 1 | 681 | 1.8 | 0.2 | 6 | 10 | 0.87111
S38E147_RES_7663 | Central | -37.2265 | 147.4153 | 1311 | 8 | 1 | 476 | 1.5 | 0.2 | 6 | 12.5 | 0.87111
S38E147_RES_7668 | Central | -37.2261 | 147.3597 | 1110 | 9 | 1 | 953 | 2 | 0.2 | 5 | 11.1111 | 0.87111
S38E147_RES_7688 | Central | -37.2256 | 147.1408 | 970 | 8 | 1 | 365 | 1.1 | 0.2 | 8 | 12.5 | 0.87111
S38E147_RES_7689 | Central | -37.2255 | 147.2211 | 1189 | 9 | 1 | 285 | 0.7 | 0.1 | 13 | 11.1111 | 0.87111
S38E147_RES_7721 | Central | -37.2244 | 147.3675 | 1120 | 10 | 1 | 662 | 1.8 | 0.2 | 6 | 10 | 0.87111
S38E147_RES_7842 | Central | -37.2213 | 147.4356 | 1259 | 9 | 1 | 681 | 1.5 | 0.2 | 9 | 11.1111 | 0.87111
S38E147_RES_7924 | Central | -37.2194 | 147.3974 | 1311 | 9 | 1 | 866 | 2.3 | 0.3 | 4 | 11.1111 | 0.87111
S38E147_RES_7970 | Central | -37.2183 | 147.9103 | 1290 | 9 | 1 | 786 | 1.8 | 0.2 | 7 | 11.1111 | 0.87111
S38E147_RES_8130 | Central | -37.2139 | 147.4347 | 1340 | 9 | 1 | 613 | 1.7 | 0.2 | 6 | 11.1111 | 0.87111
S38E147_RES_8186 | Central | -37.2122 | 147.2003 | 1350 | 8 | 1 | 1708 | 3.5 | 0.4 | 4 | 12.5 | 0.87111
S38E147_RES_8215 | Central | -37.211 | 147.9094 | 1268 | 13 | 1 | 569 | 1.2 | 0.1 | 10 | 7.6923 | 0.87111
S38E147_RES_8288 | Central | -37.2083 | 147.1617 | 1230 | 9 | 1 | 767 | 1.6 | 0.2 | 8 | 11.1111 | 0.87111
S38E147_RES_8418 | Central | -37.2044 | 147.379 | 1269 | 9 | 1 | 563 | 1.6 | 0.2 | 6 | 11.1111 | 0.87111
S38E147_RES_8429 | Central | -37.2042 | 147.1581 | 1341 | 9 | 1 | 1473 | 3.3 | 0.4 | 4 | 11.1111 | 0.87111
S38E147_RES_8471 | Central | -37.2033 | 147.3423 | 1169 | 13 | 1 | 910 | 1.3 | 0.1 | 12 | 7.6923 | 0.87111
S38E147_RES_8487 | Central | -37.2029 | 147.4642 | 1341 | 11 | 1 | 1238 | 2.7 | 0.3 | 5 | 9.0909 | 0.87111
S38E147_RES_8498 | Central | -37.2027 | 147.9586 | 1149 | 9 | 1 | 866 | 1.9 | 0.2 | 6 | 11.1111 | 0.87111
S38E147_RES_8635 | Central | -37.1982 | 147.9707 | 1157 | 11 | 1 | 823 | 2.1 | 0.3 | 5 | 9.0909 | 0.87111
S38E147_RES_8764 | Central | -37.1945 | 147.1933 | 1311 | 9 | 1 | 705 | 1.4 | 0.1 | 9 | 11.1111 | 0.87111
S38E147_RES_8861 | Central | -37.1916 | 147.184 | 1269 | 10 | 1 | 928 | 2.2 | 0.3 | 6 | 10 | 0.87111
S38E147_RES_8966 | Central | -37.1889 | 147.1897 | 1330 | 9 | 1 | 978 | 2.3 | 0.3 | 5 | 11.1111 | 0.87111
S38E147_RES_9074 | Central | -37.1856 | 147.6053 | 939 | 10 | 1 | 718 | 1.8 | 0.2 | 6 | 10 | 0.87111
S38E147_RES_9080 | Central | -37.1855 | 147.0923 | 1229 | 9 | 1 | 947 | 1.7 | 0.1 | 9 | 11.1111 | 0.87111
S38E147_RES_9104 | Central | -37.1848 | 147.2233 | 1239 | 9 | 1 | 1207 | 3.2 | 0.4 | 3 | 11.1111 | 0.87111
S38E147_RES_9109 | Central | -37.1847 | 147.6331 | 760 | 9 | 1 | 359 | 1.1 | 0.2 | 8 | 11.1111 | 0.87111
S38E147_RES_9123 | Central | -37.1844 | 147.5077 | 1039 | 9 | 1 | 316 | 1 | 0.2 | 9 | 11.1111 | 0.87111
S38E147_RES_9278 | Central | -37.1797 | 147.1892 | 1390 | 11 | 1 | 2079 | 3 | 0.2 | 6 | 9.0909 | 0.87111
S38E147_RES_9371 | Central | -37.1767 | 147.8924 | 1367 | 9 | 1 | 1498 | 2.3 | 0.2 | 7 | 11.1111 | 0.87111
S38E147_RES_9432 | Central | -37.1733 | 147.1047 | 1010 | 9 | 1 | 260 | 0.8 | 0.1 | 12 | 11.1111 | 0.87111
S38E147_RES_9446 | Central | -37.1731 | 147.4345 | 1389 | 11 | 1 | 811 | 1.7 | 0.2 | 8 | 9.0909 | 0.87111
S38E147_RES_9479 | Central | -37.1718 | 147.4949 | 1208 | 9 | 1 | 1232 | 2.6 | 0.3 | 5 | 11.1111 | 0.87111
S38E147_RES_9530 | Central | -37.1702 | 147.9013 | 1379 | 10 | 1 | 947 | 2.7 | 0.4 | 4 | 10 | 0.87111
S38E147_RES_9582 | Central | -37.1688 | 147.4251 | 1406 | 9 | 1 | 1238 | 2.1 | 0.2 | 8 | 11.1111 | 0.87111
S38E147_RES_9646 | Central | -37.1659 | 147.9956 | 1202 | 9 | 1 | 1355 | 2.5 | 0.2 | 5 | 11.1111 | 0.87111
S38E147_RES_9658 | Central | -37.1655 | 147.6259 | 821 | 9 | 1 | 421 | 1.1 | 0.1 | 8 | 11.1111 | 0.87111
S38E147_RES_9883 | Central | -37.1567 | 147.2047 | 1430 | 15 | 1 | 2327 | 2.9 | 0.2 | 8 | 6.6667 | 0.87111
S38E147_RES_9936 | Central | -37.1547 | 147.3491 | 1189 | 9 | 1 | 792 | 2.3 | 0.3 | 4 | 11.1111 | 0.87111
S38E147_RES_9971 | Central | -37.1533 | 147.2128 | 1430 | 19 | 1 | 2216 | 2.2 | 0.1 | 11 | 5.2632 | 0.87111
S39E146_RES_70 | Central | -38.502 | 146.488 | 369 | 10 | 1 | 555 | 1.3 | 0.2 | 9 | 10 | 0.87111
S39E146_RES_141 | Central | -38.4797 | 146.4436 | 399 | 13 | 1 | 382 | 1 | 0.1 | 11 | 7.6923 | 0.87111
S39E146_RES_159 | Central | -38.4746 | 146.5107 | 477 | 9 | 1 | 575 | 1.6 | 0.2 | 7 | 11.1111 | 0.87111
S39E146_RES_218 | Central | -38.4622 | 146.4628 | 510 | 12 | 1 | 646 | 1 | 0.1 | 17 | 8.3333 | 0.87111
S39E146_RES_258 | Central | -38.4536 | 146.5881 | 430 | 9 | 1 | 753 | 2 | 0.3 | 6 | 11.1111 | 0.87111
S39E146_RES_440 | Central | -38.4133 | 146.5786 | 560 | 9 | 1 | 555 | 1.4 | 0.2 | 8 | 11.1111 | 0.87111
S39E146_RES_451 | Central | -38.4127 | 146.6478 | 519 | 8 | 1 | 382 | 1.5 | 0.3 | 5 | 12.5 | 0.87111
S39E146_RES_456 | Central | -38.4118 | 146.4758 | 541 | 9 | 1 | 1186 | 2.1 | 0.2 | 7 | 11.1111 | 0.87111
S39E146_RES_503 | Central | -38.4078 | 146.647 | 591 | 9 | 1 | 1019 | 2.5 | 0.3 | 4 | 11.1111 | 0.87111
S39E146_RES_559 | Central | -38.4022 | 146.5791 | 618 | 9 | 1 | 619 | 1.6 | 0.2 | 6 | 11.1111 | 0.87111
S39E146_RES_561 | Central | -38.4022 | 146.6256 | 510 | 9 | 1 | 573 | 1.8 | 0.3 | 5 | 11.1111 | 0.87111
S39E146_RES_568 | Central | -38.4015 | 146.5776 | 662 | 11 | 1 | 1222 | 2.2 | 0.2 | 7 | 9.0909 | 0.87111
S39E146_RES_635 | Central | -38.3949 | 146.4882 | 558 | 9 | 1 | 600 | 1.4 | 0.2 | 8 | 11.1111 | 0.87111
S39E146_RES_659 | Central | -38.3931 | 146.6687 | 502 | 11 | 1 | 1122 | 2.4 | 0.3 | 5 | 9.0909 | 0.87111
S39E146_RES_704 | Central | -38.3889 | 146.48 | 530 | 10 | 1 | 537 | 2 | 0.4 | 4 | 10 | 0.87111
S39E146_RES_773 | Central | -38.3808 | 146.6588 | 488 | 9 | 1 | 335 | 0.9 | 0.1 | 12 | 11.1111 | 0.87111
S39E146_RES_790 | Central | -38.3776 | 146.609 | 532 | 9 | 1 | 1419 | 2.4 | 0.2 | 6 | 11.1111 | 0.87111
S39E146_RES_795 | Central | -38.3769 | 146.6967 | 470 | 11 | 1 | 1009 | 1.8 | 0.2 | 9 | 9.0909 | 0.87111
S39E146_RES_797 | Central | -38.3768 | 146.6854 | 547 | 9 | 1 | 802 | 1.4 | 0.1 | 10 | 11.1111 | 0.87111
S39E146_RES_837 | Central | -38.3728 | 146.4736 | 589 | 9 | 1 | 1051 | 2.4 | 0.3 | 5 | 11.1111 | 0.87111
S39E146_RES_1025 | Central | -38.2397 | 146.1992 | 359 | 10 | 1 | 1131 | 2.1 | 0.2 | 7 | 10 | 0.87111
S39E146_RES_1033 | Central | -38.2364 | 146.2012 | 391 | 12 | 1 | 2132 | 3.2 | 0.2 | 6 | 8.3333 | 0.87111

## West
VIC PHES sites (head > 300m)
Index |  | Latitude | Longitude | Elevation (m) | Water area (ha) | Reservoir volume (GL) | Dam length (m) | Dam area (ha) | Dam volume (GL) | Water-rock ratio | Average water depth (m) | Stored energy (GWh) | Energy storage calculations assume a 400m head to deliver a ballpark estimate. Actual head will be calculated once the lower reservoir is determined.
|  |  | Maximum | 1339 | 464 | 67 | 5301 | 12.4 | 2.6 | 234 | 44.4444 | 58.3644
SUMMARY STATS |  |  | Median | 645 | 14 | 2 | 1324.5 | 3 | 0.3 | 7 | 16.6667 | 1.7422
|  |  | Minimum | 299 | 8 | 1 | 235 | 0.6 | 0 | 2 | 5.2632 | 0.87111
Reservoir count |  |  | Sum |  | 23274 | 3894 | [5 empty] | 3392.1067
1136
S38E145_RES_8068 | West | -37.11 | 145.4161 | 560 | 464 | 67 | 2878 | 7.8 | 1 | 65 | 14.4397 | 58.3644
S38E145_RES_5578 | West | -37.3897 | 145.5836 | 640 | 299 | 50 | 1824 | 5.6 | 0.9 | 57 | 16.7224 | 43.5556
S38E145_RES_7882 | West | -37.1208 | 145.4786 | 490 | 168 | 32 | 1591 | 4.6 | 0.7 | 48 | 19.0476 | 27.8756
S38E145_RES_7996 | West | -37.1136 | 145.5589 | 520 | 215 | 31 | 1591 | 4.1 | 0.5 | 59 | 14.4186 | 27.0044
S38E145_RES_1630 | West | -37.7872 | 145.8842 | 700 | 187 | 27 | 1531 | 3.4 | 0.4 | 72 | 14.4385 | 23.52
S38E145_RES_3619 | West | -37.4914 | 145.3042 | 560 | 180 | 25 | 3734 | 9.4 | 1.2 | 21 | 13.8889 | 21.7778
S38E145_RES_1306 | West | -37.812 | 145.855 | 741 | 150 | 24 | 1056 | 2.5 | 0.3 | 81 | 16 | 20.9067
S38E145_RES_2882 | West | -37.5469 | 145.7952 | 861 | 173 | 24 | 1429 | 1.7 | 0.1 | 234 | 13.8728 | 20.9067
S38E145_RES_4650 | West | -37.4362 | 145.8265 | 1128 | 101 | 21 | 1917 | 5.2 | 0.7 | 30 | 20.7921 | 18.2933
S38E145_RES_961 | West | -37.8314 | 145.8347 | 670 | 128 | 21 | 1428 | 3.9 | 0.5 | 41 | 16.4062 | 18.2933
S38E145_RES_8088 | West | -37.1092 | 145.1612 | 539 | 127 | 17 | 3992 | 7.9 | 0.8 | 22 | 13.3858 | 14.8089
S38E145_RES_4659 | West | -37.4359 | 145.8051 | 1199 | 60 | 16 | 3345 | 9.1 | 1.2 | 13 | 26.6667 | 13.9378
S38E145_RES_5616 | West | -37.3876 | 145.8306 | 1122 | 82 | 16 | 2536 | 4 | 0.3 | 50 | 19.5122 | 13.9378
S37E145_RES_561 | West | -36.8503 | 145.6483 | 540 | 120 | 15 | 2806 | 7 | 0.9 | 18 | 12.5 | 13.0667
S38E145_RES_1268 | West | -37.8141 | 145.7763 | 641 | 78 | 15 | 2440 | 6.4 | 0.8 | 18 | 19.2308 | 13.0667
S38E145_RES_5321 | West | -37.406 | 145.63 | 831 | 79 | 15 | 1948 | 5 | 0.6 | 24 | 18.9873 | 13.0667
S37E145_RES_1026 | West | -36.7478 | 145.8214 | 580 | 86 | 14 | 3304 | 7 | 0.7 | 19 | 16.2791 | 12.1956
S38E145_RES_4859 | West | -37.4261 | 145.6358 | 900 | 60 | 14 | 2603 | 6.7 | 0.9 | 16 | 23.3333 | 12.1956
S38E145_RES_5483 | West | -37.3965 | 145.8115 | 1019 | 78 | 14 | 1058 | 3.3 | 0.5 | 27 | 17.9487 | 12.1956
S38E145_RES_6592 | West | -37.3189 | 145.215 | 560 | 98 | 14 | 5301 | 7.9 | 0.6 | 24 | 14.2857 | 12.1956
S37E145_RES_610 | West | -36.8414 | 145.6483 | 550 | 83 | 13 | 2292 | 5.5 | 0.7 | 20 | 15.6627 | 11.3244
S37E145_RES_746 | West | -36.8242 | 145.671 | 539 | 104 | 13 | 1988 | 5.1 | 0.7 | 20 | 12.5 | 11.3244
S38E143_RES_35 | West | -37.3132 | 143.27 | 701 | 74 | 13 | 3161 | 6.8 | 0.7 | 18 | 17.5676 | 11.3244
S38E145_RES_1568 | West | -37.7937 | 145.8187 | 749 | 71 | 13 | 866 | 1.7 | 0.2 | 76 | 18.3099 | 11.3244
S38E145_RES_4627 | West | -37.4369 | 145.6197 | 760 | 58 | 13 | 1391 | 4.2 | 0.6 | 20 | 22.4138 | 11.3244
S38E145_RES_8459 | West | -37.0417 | 145.5542 | 580 | 91 | 13 | 3318 | 8 | 1 | 14 | 14.2857 | 11.3244
S38E145_RES_2980 | West | -37.5382 | 145.7597 | 832 | 51 | 12 | 2102 | 4.6 | 0.5 | 23 | 23.5294 | 10.4533
S38E145_RES_8273 | West | -37.0994 | 145.4452 | 579 | 55 | 12 | 4196 | 10.4 | 1.3 | 9 | 21.8182 | 10.4533
S38E145_RES_2807 | West | -37.5511 | 145.5483 | 750 | 65 | 11 | 1175 | 2.5 | 0.3 | 44 | 16.9231 | 9.5822
S38E145_RES_4472 | West | -37.446 | 145.8159 | 1199 | 36 | 11 | 3055 | 11.2 | 2 | 6 | 30.5556 | 9.5822
S38E145_RES_501 | West | -37.8926 | 145.6905 | 522 | 68 | 11 | 840 | 2.1 | 0.3 | 40 | 16.1765 | 9.5822
S38E145_RES_7869 | West | -37.1219 | 145.1424 | 439 | 73 | 11 | 2358 | 4 | 0.3 | 33 | 15.0685 | 9.5822
S38E145_RES_8283 | West | -37.0986 | 145.2539 | 460 | 68 | 11 | 1262 | 3.4 | 0.5 | 24 | 16.1765 | 9.5822
S39E143_RES_215 | West | -38.6753 | 143.4272 | 470 | 69 | 11 | 1784 | 4.4 | 0.5 | 20 | 15.942 | 9.5822
S39E143_RES_303 | West | -38.6647 | 143.7144 | 440 | 67 | 11 | 1146 | 3.2 | 0.4 | 24 | 16.4179 | 9.5822
S38E145_RES_1814 | West | -37.7739 | 145.9914 | 810 | 47 | 10 | 3090 | 6.4 | 0.7 | 14 | 21.2766 | 8.7111
S38E145_RES_3053 | West | -37.5296 | 145.3693 | 493 | 62 | 10 | 2763 | 4.6 | 0.4 | 26 | 16.129 | 8.7111
S38E145_RES_3927 | West | -37.4765 | 145.4996 | 679 | 77 | 10 | 748 | 2 | 0.3 | 35 | 12.987 | 8.7111
S38E145_RES_5171 | West | -37.4128 | 145.1419 | 690 | 51 | 10 | 1509 | 4.2 | 0.6 | 16 | 19.6078 | 8.7111
S38E145_RES_6162 | West | -37.3547 | 145.6006 | 740 | 48 | 10 | 3737 | 8.2 | 0.9 | 11 | 20.8333 | 8.7111
S38E145_RES_6490 | West | -37.3269 | 145.6105 | 721 | 66 | 10 | 3650 | 5.1 | 0.3 | 28 | 15.1515 | 8.7111
S38E145_RES_7639 | West | -37.1415 | 145.1944 | 478 | 61 | 10 | 396 | 1.2 | 0.2 | 58 | 16.3934 | 8.7111
S38E145_RES_7699 | West | -37.1353 | 145.1492 | 480 | 77 | 10 | 1752 | 2.6 | 0.2 | 51 | 12.987 | 8.7111
S38E145_RES_8293 | West | -37.0982 | 145.488 | 621 | 27 | 10 | 3008 | 12.4 | 2.6 | 4 | 37.037 | 8.7111
S38E145_RES_8403 | West | -37.0781 | 145.5569 | 580 | 97 | 10 | 1994 | 3.1 | 0.2 | 41 | 10.3093 | 8.7111
S38E145_RES_8440 | West | -37.0546 | 145.5494 | 621 | 79 | 10 | 5002 | 8 | 0.6 | 16 | 12.6582 | 8.7111
S39E143_RES_249 | West | -38.6713 | 143.4231 | 489 | 54 | 10 | 3241 | 6.9 | 0.7 | 14 | 18.5185 | 8.7111
S38E145_RES_2420 | West | -37.5773 | 145.5095 | 532 | 44 | 9 | 1093 | 3.1 | 0.4 | 21 | 20.4545 | 7.84
S38E145_RES_2669 | West | -37.5586 | 145.7697 | 910 | 61 | 9 | 2263 | 3.9 | 0.3 | 26 | 14.7541 | 7.84
S38E145_RES_3368 | West | -37.5081 | 145.5889 | 790 | 66 | 9 | 958 | 2 | 0.2 | 45 | 13.6364 | 7.84
S38E145_RES_409 | West | -37.9022 | 145.7922 | 670 | 41 | 9 | 371 | 1.4 | 0.3 | 35 | 21.9512 | 7.84
S38E145_RES_5418 | West | -37.4004 | 145.8242 | 1109 | 52 | 9 | 2629 | 5.2 | 0.5 | 18 | 17.3077 | 7.84
S38E145_RES_6242 | West | -37.3499 | 145.5971 | 728 | 42 | 9 | 3105 | 6.7 | 0.7 | 12 | 21.4286 | 7.84
S38E145_RES_6429 | West | -37.3331 | 145.5947 | 710 | 51 | 9 | 2740 | 5.2 | 0.5 | 18 | 17.6471 | 7.84
S38E145_RES_7334 | West | -37.1672 | 145.1394 | 580 | 52 | 9 | 1634 | 3.4 | 0.3 | 27 | 17.3077 | 7.84
S38E145_RES_8258 | West | -37.1013 | 145.4075 | 589 | 52 | 9 | 2148 | 4 | 0.4 | 23 | 17.3077 | 7.84
S39E143_RES_207 | West | -38.6765 | 143.3948 | 449 | 49 | 9 | 2759 | 7.2 | 1 | 10 | 18.3673 | 7.84
S37E145_RES_450 | West | -36.8817 | 145.9006 | 740 | 57 | 8 | 936 | 2.4 | 0.3 | 25 | 14.0351 | 6.9689
S37E145_RES_787 | West | -36.8206 | 145.6941 | 569 | 53 | 8 | 2657 | 5.4 | 0.5 | 14 | 15.0943 | 6.9689
S37E145_RES_1076 | West | -36.7375 | 145.8978 | 600 | 41 | 8 | 3457 | 8.4 | 1 | 8 | 19.5122 | 6.9689
S38E145_RES_1637 | West | -37.787 | 145.8796 | 707 | 42 | 8 | 2088 | 4.2 | 0.4 | 20 | 19.0476 | 6.9689
S38E145_RES_3195 | West | -37.5194 | 145.3714 | 510 | 56 | 8 | 2349 | 4.1 | 0.4 | 22 | 14.2857 | 6.9689
S38E145_RES_408 | West | -37.9024 | 145.8038 | 682 | 53 | 8 | 2507 | 4.6 | 0.4 | 18 | 15.0943 | 6.9689
S38E145_RES_4364 | West | -37.4515 | 145.9028 | 1079 | 64 | 8 | 748 | 1.5 | 0.1 | 58 | 12.5 | 6.9689
S38E145_RES_4525 | West | -37.4418 | 145.5386 | 769 | 38 | 8 | 1057 | 2.5 | 0.3 | 27 | 21.0526 | 6.9689
S38E145_RES_886 | West | -37.8351 | 145.7663 | 543 | 46 | 8 | 1014 | 1.9 | 0.2 | 46 | 17.3913 | 6.9689
S38E145_RES_5205 | West | -37.411 | 145.929 | 1131 | 34 | 8 | 1528 | 4.3 | 0.6 | 13 | 23.5294 | 6.9689
S38E145_RES_5649 | West | -37.385 | 145.1485 | 669 | 65 | 8 | 2585 | 4.6 | 0.4 | 20 | 12.3077 | 6.9689
S38E145_RES_5587 | West | -37.3892 | 145.1626 | 729 | 38 | 8 | 3018 | 7 | 0.8 | 10 | 21.0526 | 6.9689
S38E145_RES_6833 | West | -37.2868 | 145.5938 | 710 | 45 | 8 | 2697 | 4.9 | 0.4 | 17 | 17.7778 | 6.9689
S38E145_RES_7778 | West | -37.129 | 145.1834 | 584 | 41 | 8 | 4023 | 9 | 1 | 8 | 19.5122 | 6.9689
S38E145_RES_7912 | West | -37.1192 | 145.1435 | 461 | 42 | 8 | 2055 | 5.1 | 0.6 | 13 | 19.0476 | 6.9689
S37E145_RES_958 | West | -36.7625 | 145.8167 | 590 | 24 | 7 | 2962 | 9.3 | 1.5 | 5 | 29.1667 | 6.0978
S37E145_RES_1164 | West | -36.7208 | 145.9261 | 550 | 47 | 7 | 1654 | 3.3 | 0.3 | 22 | 14.8936 | 6.0978
S38E143_RES_262 | West | -37.2628 | 143.2264 | 760 | 37 | 7 | 2599 | 5 | 0.5 | 14 | 18.9189 | 6.0978
S38E145_RES_1304 | West | -37.8122 | 145.8424 | 781 | 41 | 7 | 1415 | 2.3 | 0.2 | 41 | 17.0732 | 6.0978
S38E145_RES_1374 | West | -37.8085 | 145.7418 | 557 | 34 | 7 | 1552 | 4.2 | 0.6 | 12 | 20.5882 | 6.0978
S38E145_RES_1436 | West | -37.8033 | 145.8201 | 789 | 56 | 7 | 1953 | 3.1 | 0.2 | 29 | 12.5 | 6.0978
S38E145_RES_187 | West | -37.9214 | 145.6364 | 430 | 28 | 7 | 2062 | 5 | 0.6 | 11 | 25 | 6.0978
S38E145_RES_2894 | West | -37.546 | 145.7762 | 833 | 45 | 7 | 822 | 1.8 | 0.2 | 37 | 15.5556 | 6.0978
S38E145_RES_3395 | West | -37.5061 | 145.5966 | 731 | 38 | 7 | 519 | 1.6 | 0.2 | 31 | 18.4211 | 6.0978
S38E145_RES_3584 | West | -37.4929 | 145.4996 | 709 | 40 | 7 | 2281 | 4.2 | 0.4 | 17 | 17.5 | 6.0978
S38E145_RES_3595 | West | -37.4925 | 145.2649 | 489 | 66 | 7 | 2312 | 3.6 | 0.3 | 26 | 10.6061 | 6.0978
S38E145_RES_4319 | West | -37.4536 | 145.8317 | 1220 | 26 | 7 | 2096 | 7 | 1.2 | 6 | 26.9231 | 6.0978
S38E145_RES_4425 | West | -37.4484 | 145.6395 | 813 | 37 | 7 | 2152 | 4.6 | 0.5 | 13 | 18.9189 | 6.0978
S38E145_RES_816 | West | -37.8394 | 145.7905 | 631 | 45 | 7 | 939 | 2.3 | 0.3 | 26 | 15.5556 | 6.0978
S38E145_RES_5136 | West | -37.4139 | 145.8201 | 1099 | 28 | 7 | 1855 | 5.3 | 0.8 | 9 | 25 | 6.0978
S38E145_RES_5360 | West | -37.4036 | 145.8387 | 1093 | 31 | 7 | 1410 | 4.3 | 0.7 | 10 | 22.5806 | 6.0978
S38E145_RES_5501 | West | -37.395 | 145.6247 | 770 | 43 | 7 | 1379 | 3 | 0.3 | 22 | 16.2791 | 6.0978
S38E145_RES_5608 | West | -37.3882 | 145.145 | 661 | 27 | 7 | 2461 | 7.6 | 1.2 | 6 | 25.9259 | 6.0978
S38E145_RES_5846 | West | -37.3753 | 145.8153 | 1120 | 47 | 7 | 2839 | 4.5 | 0.4 | 19 | 14.8936 | 6.0978
S38E145_RES_6376 | West | -37.3378 | 145.6001 | 719 | 66 | 7 | 2090 | 3.6 | 0.3 | 23 | 10.6061 | 6.0978
S38E145_RES_6595 | West | -37.3186 | 145.2002 | 561 | 40 | 7 | 3353 | 6.6 | 0.6 | 10 | 17.5 | 6.0978
S38E145_RES_7525 | West | -37.1511 | 145.1367 | 500 | 42 | 7 | 1776 | 4.5 | 0.6 | 12 | 16.6667 | 6.0978
S38E145_RES_7696 | West | -37.1358 | 145.1625 | 560 | 60 | 7 | 2624 | 3.9 | 0.3 | 25 | 11.6667 | 6.0978
S38E145_RES_7767 | West | -37.1294 | 145.1603 | 560 | 49 | 7 | 2235 | 4.4 | 0.4 | 16 | 14.2857 | 6.0978
S38E145_RES_7931 | West | -37.1175 | 145.184 | 591 | 20 | 7 | 2550 | 9.7 | 1.8 | 4 | 35 | 6.0978
S38E145_RES_8039 | West | -37.1114 | 145.4485 | 579 | 31 | 7 | 2185 | 6.3 | 0.9 | 7 | 22.5806 | 6.0978
S38E145_RES_8201 | West | -37.1044 | 145.165 | 530 | 63 | 7 | 2228 | 3.3 | 0.2 | 30 | 11.1111 | 6.0978
S38E145_RES_8418 | West | -37.0683 | 145.5628 | 610 | 62 | 7 | 3622 | 4.8 | 0.3 | 21 | 11.2903 | 6.0978
S39E143_RES_295 | West | -38.6661 | 143.4009 | 469 | 37 | 7 | 2587 | 4.9 | 0.5 | 15 | 18.9189 | 6.0978
S39E143_RES_419 | West | -38.64 | 143.5815 | 529 | 24 | 7 | 2775 | 8 | 1.2 | 6 | 29.1667 | 6.0978
S39E143_RES_421 | West | -38.6399 | 143.5206 | 499 | 43 | 7 | 3001 | 5.7 | 0.5 | 14 | 16.2791 | 6.0978
S39E143_RES_593 | West | -38.6213 | 143.5281 | 451 | 53 | 7 | 2904 | 3.5 | 0.2 | 34 | 13.2075 | 6.0978
S39E145_RES_17 | West | -38.3098 | 145.9723 | 429 | 36 | 7 | 2262 | 4.6 | 0.5 | 14 | 19.4444 | 6.0978
S37E145_RES_228 | West | -36.9125 | 145.9008 | 860 | 34 | 6 | 1325 | 3.1 | 0.4 | 15 | 17.6471 | 5.2267
S37E145_RES_432 | West | -36.8849 | 145.9165 | 791 | 30 | 6 | 3728 | 8.5 | 1 | 6 | 20 | 5.2267
S37E145_RES_447 | West | -36.8819 | 145.9078 | 780 | 32 | 6 | 3189 | 7.1 | 0.8 | 7 | 18.75 | 5.2267
S37E145_RES_961 | West | -36.7622 | 145.8161 | 590 | 22 | 6 | 2375 | 7 | 1 | 5 | 27.2727 | 5.2267
S37E145_RES_1055 | West | -36.7422 | 145.8172 | 570 | 29 | 6 | 2262 | 4.9 | 0.5 | 11 | 20.6897 | 5.2267
S38E143_RES_207 | West | -37.2701 | 143.2137 | 719 | 38 | 6 | 1250 | 3.1 | 0.4 | 14 | 15.7895 | 5.2267
S38E145_RES_1222 | West | -37.8165 | 145.8851 | 830 | 25 | 6 | 1223 | 3.4 | 0.5 | 12 | 24 | 5.2267
S38E145_RES_1223 | West | -37.8164 | 145.9209 | 819 | 36 | 6 | 445 | 1.2 | 0.2 | 33 | 16.6667 | 5.2267
S38E145_RES_1128 | West | -37.8219 | 145.806 | 761 | 26 | 6 | 1685 | 4.1 | 0.5 | 12 | 23.0769 | 5.2267
S38E145_RES_1417 | West | -37.806 | 145.9319 | 761 | 37 | 6 | 1335 | 2.6 | 0.3 | 23 | 16.2162 | 5.2267
S38E145_RES_1575 | West | -37.7932 | 145.7976 | 668 | 38 | 6 | 1328 | 3.3 | 0.4 | 15 | 15.7895 | 5.2267
S38E145_RES_2649 | West | -37.5597 | 145.491 | 469 | 36 | 6 | 2097 | 4.6 | 0.5 | 12 | 16.6667 | 5.2267
S38E145_RES_2804 | West | -37.5511 | 145.5042 | 510 | 28 | 6 | 1582 | 4.7 | 0.7 | 9 | 21.4286 | 5.2267
S38E145_RES_273 | West | -37.9141 | 145.7276 | 449 | 36 | 6 | 2000 | 4.5 | 0.5 | 13 | 16.6667 | 5.2267
S38E145_RES_2777 | West | -37.5528 | 145.5429 | 841 | 39 | 6 | 1515 | 2.1 | 0.1 | 41 | 15.3846 | 5.2267
S38E145_RES_332 | West | -37.9078 | 145.7581 | 699 | 33 | 6 | 1032 | 3.4 | 0.6 | 11 | 18.1818 | 5.2267
S38E145_RES_763 | West | -37.8447 | 145.7991 | 651 | 45 | 6 | 1155 | 2.2 | 0.2 | 29 | 13.3333 | 5.2267
S38E145_RES_620 | West | -37.8753 | 145.6531 | 470 | 44 | 6 | 1920 | 3.6 | 0.3 | 18 | 13.6364 | 5.2267
S38E145_RES_5257 | West | -37.4083 | 145.6131 | 750 | 39 | 6 | 1107 | 2.8 | 0.4 | 17 | 15.3846 | 5.2267
S38E145_RES_5374 | West | -37.4029 | 145.1176 | 629 | 32 | 6 | 1484 | 3.2 | 0.3 | 17 | 18.75 | 5.2267
S38E145_RES_5492 | West | -37.3958 | 145.8351 | 1101 | 24 | 6 | 1991 | 6.3 | 1 | 6 | 25 | 5.2267
S38E145_RES_5521 | West | -37.3936 | 145.155 | 700 | 30 | 6 | 2368 | 5.4 | 0.6 | 9 | 20 | 5.2267
S38E145_RES_5680 | West | -37.3838 | 145.616 | 738 | 38 | 6 | 2159 | 4.6 | 0.5 | 13 | 15.7895 | 5.2267
S38E145_RES_5713 | West | -37.3819 | 145.8494 | 890 | 22 | 6 | 2423 | 6.8 | 0.9 | 6 | 27.2727 | 5.2267
S38E145_RES_5704 | West | -37.3828 | 145.8111 | 1090 | 27 | 6 | 1793 | 4.6 | 0.6 | 10 | 22.2222 | 5.2267
S38E145_RES_5809 | West | -37.3764 | 145.8064 | 1030 | 39 | 6 | 730 | 1.8 | 0.2 | 26 | 15.3846 | 5.2267
S38E145_RES_6082 | West | -37.3601 | 145.6006 | 738 | 34 | 6 | 1206 | 2.8 | 0.3 | 20 | 17.6471 | 5.2267
S38E145_RES_6121 | West | -37.3578 | 145.3103 | 550 | 19 | 6 | 2387 | 7.4 | 1.2 | 5 | 31.5789 | 5.2267
S38E145_RES_6358 | West | -37.3388 | 145.6149 | 750 | 16 | 6 | 2190 | 9.2 | 1.9 | 3 | 37.5 | 5.2267
S38E145_RES_6561 | West | -37.3214 | 145.1986 | 560 | 25 | 6 | 2870 | 8.1 | 1.1 | 5 | 24 | 5.2267
S38E145_RES_7562 | West | -37.1474 | 145.1369 | 489 | 33 | 6 | 1857 | 4.6 | 0.6 | 11 | 18.1818 | 5.2267
S38E145_RES_7606 | West | -37.1443 | 145.1732 | 621 | 38 | 6 | 1980 | 5 | 0.6 | 9 | 15.7895 | 5.2267
S38E145_RES_7749 | West | -37.1311 | 145.1825 | 590 | 30 | 6 | 2971 | 6.9 | 0.8 | 7 | 20 | 5.2267
S38E145_RES_7816 | West | -37.1256 | 145.1588 | 551 | 34 | 6 | 2550 | 5 | 0.5 | 12 | 17.6471 | 5.2267
S38E145_RES_8260 | West | -37.1011 | 145.39 | 560 | 31 | 6 | 2130 | 4.4 | 0.4 | 13 | 19.3548 | 5.2267
S38E145_RES_8313 | West | -37.096 | 145.5496 | 570 | 32 | 6 | 1746 | 4.4 | 0.5 | 11 | 18.75 | 5.2267
S38E145_RES_8371 | West | -37.0872 | 145.5692 | 600 | 30 | 6 | 3033 | 6.7 | 0.7 | 8 | 20 | 5.2267
S38E145_RES_8452 | West | -37.0483 | 145.41 | 580 | 32 | 6 | 1919 | 5 | 0.6 | 9 | 18.75 | 5.2267
S39E143_RES_324 | West | -38.6612 | 143.4313 | 479 | 34 | 6 | 2501 | 5.3 | 0.6 | 10 | 17.6471 | 5.2267
S39E143_RES_586 | West | -38.6219 | 143.5728 | 461 | 39 | 6 | 2140 | 4.9 | 0.6 | 10 | 15.3846 | 5.2267
S37E145_RES_97 | West | -36.9248 | 145.7031 | 641 | 35 | 5 | 3313 | 5.2 | 0.4 | 12 | 14.2857 | 4.3556
S37E145_RES_244 | West | -36.9114 | 145.8908 | 810 | 29 | 5 | 1145 | 3.6 | 0.6 | 8 | 17.2414 | 4.3556
S37E145_RES_287 | West | -36.905 | 145.9312 | 731 | 29 | 5 | 811 | 2.1 | 0.3 | 18 | 17.2414 | 4.3556
S37E145_RES_341 | West | -36.8986 | 145.9412 | 671 | 31 | 5 | 1096 | 2.7 | 0.3 | 14 | 16.129 | 4.3556
S37E145_RES_373 | West | -36.894 | 145.9171 | 792 | 28 | 5 | 2973 | 7.2 | 0.9 | 6 | 17.8571 | 4.3556
S37E145_RES_747 | West | -36.8242 | 145.8983 | 640 | 25 | 5 | 2830 | 6.4 | 0.7 | 7 | 20 | 4.3556
S37E145_RES_750 | West | -36.8233 | 145.6803 | 580 | 21 | 5 | 2701 | 7.9 | 1.1 | 5 | 23.8095 | 4.3556
S37E145_RES_766 | West | -36.822 | 145.9066 | 599 | 38 | 5 | 2200 | 4.8 | 0.5 | 9 | 13.1579 | 4.3556
S37E145_RES_1089 | West | -36.7355 | 145.9105 | 539 | 23 | 5 | 2694 | 6.6 | 0.8 | 6 | 21.7391 | 4.3556
S37E145_RES_1117 | West | -36.7317 | 145.7155 | 509 | 20 | 5 | 1500 | 5.5 | 1 | 5 | 25 | 4.3556
S38E143_RES_36 | West | -37.3125 | 143.2669 | 710 | 26 | 5 | 1726 | 4.6 | 0.6 | 8 | 19.2308 | 4.3556
S38E143_RES_59 | West | -37.2944 | 143.2339 | 919 | 25 | 5 | 2475 | 5.3 | 0.6 | 8 | 20 | 4.3556
S38E144_RES_46 | West | -37.3864 | 144.6083 | 880 | 18 | 5 | 2536 | 7.1 | 1 | 5 | 27.7778 | 4.3556
S38E144_RES_92 | West | -37.3801 | 144.6079 | 901 | 17 | 5 | 1460 | 5.7 | 1.1 | 4 | 29.4118 | 4.3556
S38E144_RES_124 | West | -37.3742 | 144.5893 | 901 | 25 | 5 | 1416 | 3.7 | 0.5 | 10 | 20 | 4.3556
S38E145_RES_1213 | West | -37.8169 | 145.8256 | 760 | 26 | 5 | 828 | 1.7 | 0.2 | 29 | 19.2308 | 4.3556
S38E145_RES_1129 | West | -37.8219 | 145.8761 | 800 | 22 | 5 | 1394 | 3 | 0.3 | 15 | 22.7273 | 4.3556
S38E145_RES_1315 | West | -37.8117 | 145.7803 | 640 | 28 | 5 | 1705 | 4 | 0.5 | 11 | 17.8571 | 4.3556
S38E145_RES_1282 | West | -37.8133 | 145.853 | 739 | 25 | 5 | 1903 | 4.5 | 0.5 | 10 | 20 | 4.3556
S38E145_RES_1601 | West | -37.7908 | 145.8987 | 711 | 28 | 5 | 784 | 2.5 | 0.4 | 13 | 17.8571 | 4.3556
S38E145_RES_1682 | West | -37.7842 | 145.8644 | 710 | 37 | 5 | 2274 | 3.9 | 0.3 | 14 | 13.5135 | 4.3556
S38E145_RES_1880 | West | -37.7656 | 145.8939 | 700 | 24 | 5 | 1656 | 4.3 | 0.6 | 8 | 20.8333 | 4.3556
S38E145_RES_2755 | West | -37.5539 | 145.4872 | 480 | 17 | 5 | 2238 | 6.8 | 1 | 5 | 29.4118 | 4.3556
S38E145_RES_2830 | West | -37.5499 | 145.7832 | 871 | 23 | 5 | 1521 | 4.6 | 0.7 | 7 | 21.7391 | 4.3556
S38E145_RES_2848 | West | -37.549 | 145.5872 | 819 | 27 | 5 | 866 | 2.1 | 0.3 | 18 | 18.5185 | 4.3556
S38E145_RES_2880 | West | -37.5469 | 145.7698 | 881 | 30 | 5 | 1367 | 3.7 | 0.5 | 11 | 16.6667 | 4.3556
S38E145_RES_2988 | West | -37.5374 | 145.7769 | 789 | 40 | 5 | 828 | 2 | 0.2 | 23 | 12.5 | 4.3556
S38E145_RES_3006 | West | -37.5344 | 145.8089 | 930 | 30 | 5 | 859 | 2.1 | 0.3 | 20 | 16.6667 | 4.3556
S38E145_RES_3331 | West | -37.5102 | 145.2987 | 578 | 23 | 5 | 2294 | 5.8 | 0.7 | 7 | 21.7391 | 4.3556
S38E145_RES_3388 | West | -37.5064 | 145.5128 | 790 | 25 | 5 | 2212 | 5.2 | 0.6 | 8 | 20 | 4.3556
S38E145_RES_3679 | West | -37.4886 | 145.3108 | 570 | 14 | 5 | 2387 | 9.4 | 1.8 | 3 | 35.7143 | 4.3556
S38E145_RES_3774 | West | -37.4839 | 145.2636 | 530 | 12 | 5 | 1830 | 8.1 | 1.8 | 3 | 41.6667 | 4.3556
S38E145_RES_3959 | West | -37.4737 | 145.5075 | 742 | 23 | 5 | 946 | 2.8 | 0.4 | 13 | 21.7391 | 4.3556
S38E145_RES_4186 | West | -37.4599 | 145.8394 | 1209 | 23 | 5 | 1824 | 4.6 | 0.6 | 9 | 21.7391 | 4.3556
S38E145_RES_427 | West | -37.901 | 145.6606 | 451 | 25 | 5 | 612 | 2 | 0.3 | 16 | 20 | 4.3556
S38E145_RES_4700 | West | -37.4336 | 145.8281 | 1130 | 17 | 5 | 1304 | 5.1 | 1 | 5 | 29.4118 | 4.3556
S38E145_RES_484 | West | -37.8953 | 145.7256 | 710 | 19 | 5 | 1705 | 4.7 | 0.7 | 7 | 26.3158 | 4.3556
S38E145_RES_4821 | West | -37.4276 | 145.8057 | 1187 | 32 | 5 | 1837 | 3.2 | 0.3 | 19 | 15.625 | 4.3556
S38E145_RES_724 | West | -37.8489 | 145.8636 | 619 | 32 | 5 | 853 | 2.3 | 0.3 | 15 | 15.625 | 4.3556
S38E145_RES_981 | West | -37.8308 | 145.8788 | 741 | 25 | 5 | 1019 | 2.7 | 0.4 | 13 | 20 | 4.3556
S38E145_RES_5153 | West | -37.4133 | 145.1303 | 700 | 41 | 5 | 2083 | 3.5 | 0.3 | 17 | 12.1951 | 4.3556
S38E145_RES_5304 | West | -37.4069 | 145.8194 | 1100 | 19 | 5 | 2164 | 5.6 | 0.7 | 7 | 26.3158 | 4.3556
S38E145_RES_5346 | West | -37.4048 | 145.8075 | 1069 | 50 | 5 | 1664 | 2.8 | 0.2 | 21 | 10 | 4.3556
S38E145_RES_5705 | West | -37.3826 | 145.1587 | 709 | 42 | 5 | 3419 | 6.2 | 0.6 | 10 | 11.9048 | 4.3556
S38E145_RES_5791 | West | -37.3774 | 145.1565 | 668 | 35 | 5 | 1861 | 4.2 | 0.5 | 11 | 14.2857 | 4.3556
S38E145_RES_5957 | West | -37.369 | 145.1662 | 679 | 17 | 5 | 2387 | 8.7 | 1.6 | 3 | 29.4118 | 4.3556
S38E145_RES_5977 | West | -37.3681 | 145.8081 | 1079 | 40 | 5 | 1911 | 3.4 | 0.3 | 16 | 12.5 | 4.3556
S38E145_RES_5919 | West | -37.371 | 145.8434 | 851 | 36 | 5 | 507 | 1.2 | 0.1 | 37 | 13.8889 | 4.3556
S38E145_RES_6075 | West | -37.3608 | 145.8742 | 751 | 23 | 5 | 581 | 2.1 | 0.4 | 12 | 21.7391 | 4.3556
S38E145_RES_6798 | West | -37.2924 | 145.5972 | 679 | 33 | 5 | 1800 | 3.9 | 0.4 | 13 | 15.1515 | 4.3556
S38E145_RES_7217 | West | -37.1792 | 145.1886 | 640 | 26 | 5 | 2407 | 4.8 | 0.5 | 10 | 19.2308 | 4.3556
S38E145_RES_7326 | West | -37.1679 | 145.1873 | 629 | 36 | 5 | 1782 | 4.3 | 0.5 | 10 | 13.8889 | 4.3556
S38E145_RES_7384 | West | -37.1633 | 145.1715 | 639 | 30 | 5 | 1801 | 4.5 | 0.6 | 8 | 16.6667 | 4.3556
S38E145_RES_7754 | West | -37.1303 | 145.1315 | 502 | 25 | 5 | 1820 | 4.7 | 0.6 | 9 | 20 | 4.3556
S38E145_RES_8065 | West | -37.1101 | 145.1562 | 516 | 38 | 5 | 1714 | 2.4 | 0.2 | 29 | 13.1579 | 4.3556
S38E145_RES_8259 | West | -37.1012 | 145.2499 | 450 | 31 | 5 | 2290 | 4.8 | 0.5 | 11 | 16.129 | 4.3556
S38E145_RES_8379 | West | -37.0846 | 145.5513 | 580 | 31 | 5 | 1560 | 3.8 | 0.5 | 11 | 16.129 | 4.3556
S39E143_RES_4 | West | -38.7193 | 143.32 | 301 | 28 | 5 | 1209 | 3.4 | 0.5 | 11 | 17.8571 | 4.3556
S39E143_RES_55 | West | -38.6894 | 143.5824 | 449 | 28 | 5 | 1497 | 3 | 0.3 | 16 | 17.8571 | 4.3556
S39E143_RES_517 | West | -38.6282 | 143.7389 | 499 | 31 | 5 | 1139 | 3.7 | 0.6 | 9 | 16.129 | 4.3556
S39E143_RES_538 | West | -38.6263 | 143.4813 | 451 | 34 | 5 | 1405 | 3.6 | 0.5 | 12 | 14.7059 | 4.3556
S37E145_RES_693 | West | -36.8298 | 145.8719 | 649 | 31 | 4 | 903 | 2.1 | 0.3 | 18 | 12.9032 | 3.4844
S37E145_RES_723 | West | -36.8269 | 145.6592 | 551 | 26 | 4 | 2149 | 5 | 0.6 | 7 | 15.3846 | 3.4844
S37E145_RES_761 | West | -36.8225 | 145.6797 | 580 | 16 | 4 | 2255 | 6.5 | 0.9 | 4 | 25 | 3.4844
S37E145_RES_924 | West | -36.7711 | 145.8569 | 569 | 23 | 4 | 965 | 2.4 | 0.3 | 13 | 17.3913 | 3.4844
S37E145_RES_941 | West | -36.7651 | 145.8894 | 609 | 56 | 4 | 2008 | 2.5 | 0.2 | 27 | 7.1429 | 3.4844
S37E145_RES_987 | West | -36.757 | 145.8286 | 569 | 46 | 4 | 2614 | 3.4 | 0.2 | 19 | 8.6957 | 3.4844
S37E145_RES_991 | West | -36.7555 | 145.8779 | 631 | 21 | 4 | 1616 | 4.5 | 0.6 | 6 | 19.0476 | 3.4844
S37E145_RES_1007 | West | -36.7517 | 145.8873 | 561 | 30 | 4 | 866 | 2.6 | 0.4 | 9 | 13.3333 | 3.4844
S37E145_RES_1086 | West | -36.7356 | 145.7182 | 511 | 15 | 4 | 1643 | 6.2 | 1.2 | 4 | 26.6667 | 3.4844
S37E145_RES_1124 | West | -36.7308 | 145.9072 | 570 | 22 | 4 | 1902 | 4.1 | 0.5 | 9 | 18.1818 | 3.4844
S38E143_RES_174 | West | -37.2748 | 143.2504 | 829 | 26 | 4 | 1089 | 2 | 0.2 | 21 | 15.3846 | 3.4844
S38E144_RES_1 | West | -37.6 | 144.3619 | 480 | 9 | 4 | 1868 | 8.4 | 1.9 | 2 | 44.4444 | 3.4844
S38E145_RES_1023 | West | -37.8291 | 145.8377 | 719 | 20 | 4 | 1502 | 4.4 | 0.6 | 6 | 20 | 3.4844
S38E145_RES_1147 | West | -37.8209 | 145.8895 | 879 | 15 | 4 | 1223 | 3.8 | 0.6 | 6 | 26.6667 | 3.4844
S38E145_RES_1162 | West | -37.8195 | 145.7624 | 557 | 23 | 4 | 469 | 1.2 | 0.1 | 26 | 17.3913 | 3.4844
S38E145_RES_1376 | West | -37.8084 | 145.9156 | 769 | 20 | 4 | 767 | 2.4 | 0.4 | 9 | 20 | 3.4844
S38E145_RES_1452 | West | -37.8022 | 145.9314 | 740 | 17 | 4 | 1371 | 3.6 | 0.5 | 8 | 23.5294 | 3.4844
S38E145_RES_1537 | West | -37.7957 | 145.9214 | 748 | 22 | 4 | 1243 | 2.6 | 0.3 | 15 | 18.1818 | 3.4844
S38E145_RES_1642 | West | -37.7864 | 145.8542 | 690 | 23 | 4 | 464 | 1.3 | 0.2 | 21 | 17.3913 | 3.4844
S38E145_RES_2185 | West | -37.6181 | 145.7325 | 1060 | 22 | 4 | 1020 | 2.4 | 0.3 | 13 | 18.1818 | 3.4844
S38E145_RES_2082 | West | -37.6931 | 145.7347 | 480 | 20 | 4 | 821 | 2.1 | 0.3 | 13 | 20 | 3.4844
S38E145_RES_2284 | West | -37.5911 | 145.5183 | 410 | 20 | 4 | 1007 | 2.9 | 0.4 | 9 | 20 | 3.4844
S38E145_RES_2448 | West | -37.5753 | 145.4981 | 570 | 31 | 4 | 1181 | 2.1 | 0.2 | 19 | 12.9032 | 3.4844
S38E145_RES_2449 | West | -37.5753 | 145.5653 | 720 | 23 | 4 | 674 | 2.5 | 0.4 | 8 | 17.3913 | 3.4844
S38E145_RES_245 | West | -37.9169 | 145.8238 | 689 | 29 | 4 | 672 | 2 | 0.3 | 15 | 13.7931 | 3.4844
S38E145_RES_2985 | West | -37.5379 | 145.7831 | 859 | 34 | 4 | 1576 | 2.8 | 0.3 | 16 | 11.7647 | 3.4844
S38E145_RES_3032 | West | -37.5318 | 145.5766 | 781 | 28 | 4 | 1743 | 2 | 0.1 | 30 | 14.2857 | 3.4844
S38E145_RES_3249 | West | -37.5151 | 145.9078 | 972 | 23 | 4 | 711 | 1.8 | 0.2 | 19 | 17.3913 | 3.4844
S38E145_RES_329 | West | -37.9082 | 145.8385 | 757 | 38 | 4 | 605 | 1.3 | 0.1 | 29 | 10.5263 | 3.4844
S38E145_RES_3399 | West | -37.5059 | 145.3253 | 539 | 23 | 4 | 1434 | 3.5 | 0.4 | 10 | 17.3913 | 3.4844
S38E145_RES_3489 | West | -37.5007 | 145.2998 | 548 | 29 | 4 | 1657 | 3.3 | 0.3 | 13 | 13.7931 | 3.4844
S38E145_RES_3506 | West | -37.5 | 145.5114 | 790 | 16 | 4 | 1836 | 5.6 | 0.9 | 5 | 25 | 3.4844
S38E145_RES_3562 | West | -37.495 | 145.2628 | 489 | 26 | 4 | 1799 | 4.8 | 0.6 | 7 | 15.3846 | 3.4844
S38E145_RES_3757 | West | -37.4844 | 145.2767 | 530 | 14 | 4 | 1978 | 6.1 | 1 | 4 | 28.5714 | 3.4844
S38E145_RES_4009 | West | -37.4706 | 145.8043 | 1112 | 20 | 4 | 1230 | 3.4 | 0.5 | 8 | 20 | 3.4844
S38E145_RES_4166 | West | -37.4612 | 145.6267 | 692 | 22 | 4 | 742 | 2.4 | 0.4 | 10 | 18.1818 | 3.4844
S38E145_RES_440 | West | -37.8994 | 145.7851 | 691 | 26 | 4 | 513 | 1.6 | 0.2 | 17 | 15.3846 | 3.4844
S38E145_RES_4438 | West | -37.4476 | 145.8564 | 1167 | 23 | 4 | 1255 | 1.8 | 0.1 | 30 | 17.3913 | 3.4844
S38E145_RES_4628 | West | -37.4369 | 145.6322 | 850 | 15 | 4 | 1224 | 4.5 | 0.8 | 5 | 26.6667 | 3.4844
S38E145_RES_479 | West | -37.8958 | 145.8026 | 592 | 22 | 4 | 500 | 1.2 | 0.1 | 31 | 18.1818 | 3.4844
S38E145_RES_948 | West | -37.8319 | 145.8907 | 821 | 24 | 4 | 761 | 1.6 | 0.2 | 22 | 16.6667 | 3.4844
S38E145_RES_4984 | West | -37.4201 | 145.8003 | 1139 | 28 | 4 | 835 | 2 | 0.2 | 16 | 14.2857 | 3.4844
S38E145_RES_4999 | West | -37.4195 | 145.1266 | 722 | 17 | 4 | 1842 | 5.5 | 0.8 | 4 | 23.5294 | 3.4844
S38E145_RES_5014 | West | -37.419 | 145.126 | 721 | 11 | 4 | 1856 | 7.7 | 1.6 | 3 | 36.3636 | 3.4844
S38E145_RES_5228 | West | -37.4097 | 145.1606 | 710 | 24 | 4 | 1664 | 3.4 | 0.3 | 10 | 16.6667 | 3.4844
S38E145_RES_5274 | West | -37.4078 | 145.6356 | 850 | 18 | 4 | 1769 | 5.4 | 0.8 | 4 | 22.2222 | 3.4844
S38E145_RES_5366 | West | -37.4034 | 145.147 | 699 | 27 | 4 | 1967 | 3.9 | 0.4 | 11 | 14.8148 | 3.4844
S38E145_RES_5520 | West | -37.3937 | 145.6173 | 759 | 20 | 4 | 1800 | 5.2 | 0.7 | 5 | 20 | 3.4844
S38E145_RES_5581 | West | -37.3897 | 145.9038 | 1219 | 28 | 4 | 711 | 1.8 | 0.2 | 18 | 14.2857 | 3.4844
S38E145_RES_5584 | West | -37.3894 | 145.6146 | 709 | 19 | 4 | 1404 | 3.7 | 0.5 | 7 | 21.0526 | 3.4844
S38E145_RES_5733 | West | -37.3806 | 145.8614 | 870 | 22 | 4 | 1379 | 4 | 0.6 | 7 | 18.1818 | 3.4844
S38E145_RES_5741 | West | -37.38 | 145.9331 | 970 | 23 | 4 | 872 | 2.3 | 0.3 | 12 | 17.3913 | 3.4844
S38E145_RES_5843 | West | -37.3754 | 145.8846 | 961 | 22 | 4 | 890 | 2.3 | 0.3 | 14 | 18.1818 | 3.4844
S38E145_RES_5935 | West | -37.3703 | 145.6189 | 760 | 20 | 4 | 2109 | 4.9 | 0.6 | 7 | 20 | 3.4844
S38E145_RES_5936 | West | -37.37 | 145.5961 | 740 | 16 | 4 | 1756 | 5.3 | 0.8 | 6 | 25 | 3.4844
S38E145_RES_6073 | West | -37.3608 | 145.3164 | 560 | 10 | 4 | 1509 | 6.7 | 1.5 | 3 | 40 | 3.4844
S38E145_RES_6247 | West | -37.3495 | 145.8703 | 679 | 25 | 4 | 291 | 0.9 | 0.1 | 27 | 16 | 3.4844
S38E145_RES_6597 | West | -37.3186 | 145.2222 | 560 | 20 | 4 | 2271 | 5.2 | 0.6 | 6 | 20 | 3.4844
S38E145_RES_6556 | West | -37.322 | 145.5944 | 659 | 26 | 4 | 2295 | 4.1 | 0.4 | 11 | 15.3846 | 3.4844
S38E145_RES_6742 | West | -37.3018 | 145.6076 | 739 | 31 | 4 | 1404 | 2.3 | 0.2 | 18 | 12.9032 | 3.4844
S38E145_RES_6758 | West | -37.2967 | 145.5981 | 699 | 22 | 4 | 1448 | 3.1 | 0.3 | 11 | 18.1818 | 3.4844
S38E145_RES_6876 | West | -37.2758 | 145.598 | 709 | 20 | 4 | 1998 | 4.1 | 0.4 | 8 | 20 | 3.4844
S38E145_RES_6991 | West | -37.2539 | 145.5902 | 609 | 33 | 4 | 1077 | 2.3 | 0.2 | 17 | 12.1212 | 3.4844
S38E145_RES_6896 | West | -37.2703 | 145.1675 | 530 | 20 | 4 | 2438 | 7.1 | 1 | 4 | 20 | 3.4844
S38E145_RES_6939 | West | -37.2644 | 145.5861 | 670 | 29 | 4 | 1516 | 3.1 | 0.3 | 12 | 13.7931 | 3.4844
S38E145_RES_7057 | West | -37.2398 | 145.5506 | 689 | 24 | 4 | 1584 | 3.2 | 0.3 | 12 | 16.6667 | 3.4844
S38E145_RES_7229 | West | -37.1772 | 145.2125 | 570 | 25 | 4 | 1739 | 4 | 0.5 | 9 | 16 | 3.4844
S38E145_RES_7331 | West | -37.1675 | 145.22 | 580 | 31 | 4 | 1300 | 2.9 | 0.3 | 14 | 12.9032 | 3.4844
S38E145_RES_7297 | West | -37.1697 | 145.1817 | 670 | 10 | 4 | 1634 | 6.5 | 1.3 | 3 | 40 | 3.4844
S38E145_RES_7443 | West | -37.1583 | 145.2065 | 599 | 39 | 4 | 2203 | 3.7 | 0.3 | 13 | 10.2564 | 3.4844
S38E145_RES_7491 | West | -37.155 | 145.1422 | 510 | 22 | 4 | 1176 | 3.5 | 0.5 | 7 | 18.1818 | 3.4844
S38E145_RES_7612 | West | -37.1436 | 145.1436 | 480 | 24 | 4 | 1454 | 2.9 | 0.3 | 14 | 16.6667 | 3.4844
S38E145_RES_7682 | West | -37.1368 | 145.4885 | 501 | 22 | 4 | 1597 | 3.7 | 0.4 | 10 | 18.1818 | 3.4844
S38E145_RES_7697 | West | -37.1357 | 145.1854 | 592 | 25 | 4 | 3515 | 7.6 | 0.8 | 5 | 16 | 3.4844
S38E145_RES_7711 | West | -37.1331 | 145.1389 | 450 | 19 | 4 | 2104 | 5.4 | 0.7 | 6 | 21.0526 | 3.4844
S38E145_RES_7797 | West | -37.1274 | 145.1507 | 487 | 25 | 4 | 1436 | 2.9 | 0.3 | 14 | 16 | 3.4844
S38E145_RES_7883 | West | -37.1208 | 145.4916 | 541 | 30 | 4 | 1566 | 3.8 | 0.5 | 10 | 13.3333 | 3.4844
S38E145_RES_8016 | West | -37.1125 | 145.5067 | 490 | 29 | 4 | 941 | 1.8 | 0.2 | 24 | 13.7931 | 3.4844
S38E145_RES_8041 | West | -37.1112 | 145.4907 | 531 | 18 | 4 | 730 | 2.7 | 0.5 | 9 | 22.2222 | 3.4844
S38E145_RES_8124 | West | -37.1075 | 145.2653 | 470 | 33 | 4 | 1807 | 2.8 | 0.2 | 20 | 12.1212 | 3.4844
S38E145_RES_8198 | West | -37.1045 | 145.4906 | 601 | 22 | 4 | 2210 | 4.1 | 0.4 | 10 | 18.1818 | 3.4844
S38E145_RES_8228 | West | -37.1033 | 145.5319 | 541 | 19 | 4 | 2080 | 5.5 | 0.7 | 6 | 21.0526 | 3.4844
S38E145_RES_8254 | West | -37.1014 | 145.3961 | 600 | 15 | 4 | 1925 | 6.2 | 1 | 4 | 26.6667 | 3.4844
S38E145_RES_8268 | West | -37.1001 | 145.5494 | 562 | 18 | 4 | 2241 | 6.6 | 1 | 4 | 22.2222 | 3.4844
S38E145_RES_8298 | West | -37.0978 | 145.3938 | 601 | 16 | 4 | 1993 | 6.2 | 1 | 4 | 25 | 3.4844
S38E145_RES_8340 | West | -37.0911 | 145.3908 | 580 | 20 | 4 | 2099 | 5.4 | 0.7 | 6 | 20 | 3.4844
S38E145_RES_8345 | West | -37.0901 | 145.3948 | 598 | 27 | 4 | 2507 | 6.1 | 0.7 | 6 | 14.8148 | 3.4844
S38E145_RES_8346 | West | -37.0901 | 145.544 | 622 | 13 | 4 | 1702 | 5.9 | 1 | 3 | 30.7692 | 3.4844
S38E145_RES_8462 | West | -37.0381 | 145.5565 | 569 | 33 | 4 | 1486 | 4.2 | 0.6 | 8 | 12.1212 | 3.4844
S38E145_RES_8472 | West | -37.0036 | 145.5683 | 550 | 21 | 4 | 2631 | 4.9 | 0.5 | 9 | 19.0476 | 3.4844
S39E143_RES_144 | West | -38.6802 | 143.7151 | 439 | 24 | 4 | 1609 | 3.4 | 0.4 | 12 | 16.6667 | 3.4844
S39E143_RES_264 | West | -38.6692 | 143.703 | 419 | 30 | 4 | 946 | 2 | 0.2 | 19 | 13.3333 | 3.4844
S39E143_RES_321 | West | -38.6618 | 143.7199 | 481 | 10 | 4 | 1700 | 6.8 | 1.4 | 3 | 40 | 3.4844
S39E143_RES_409 | West | -38.6414 | 143.4181 | 380 | 28 | 4 | 739 | 1.9 | 0.3 | 17 | 14.2857 | 3.4844
S39E143_RES_440 | West | -38.6381 | 143.5133 | 470 | 20 | 4 | 1527 | 3.7 | 0.4 | 8 | 20 | 3.4844
S39E143_RES_454 | West | -38.6361 | 143.5556 | 510 | 20 | 4 | 1536 | 3.5 | 0.4 | 9 | 20 | 3.4844
S39E143_RES_528 | West | -38.6272 | 143.5406 | 491 | 24 | 4 | 1374 | 3.7 | 0.5 | 8 | 16.6667 | 3.4844
S39E143_RES_542 | West | -38.6261 | 143.5 | 470 | 29 | 4 | 1840 | 3.6 | 0.4 | 10 | 13.7931 | 3.4844
S39E143_RES_574 | West | -38.6237 | 143.5315 | 469 | 32 | 4 | 1769 | 3.9 | 0.4 | 10 | 12.5 | 3.4844
S39E143_RES_608 | West | -38.6203 | 143.5903 | 450 | 31 | 4 | 1423 | 3.2 | 0.4 | 12 | 12.9032 | 3.4844
S39E143_RES_611 | West | -38.62 | 143.536 | 431 | 26 | 4 | 1925 | 4.1 | 0.4 | 9 | 15.3846 | 3.4844
S39E143_RES_664 | West | -38.486 | 143.9194 | 449 | 16 | 4 | 1703 | 5.3 | 0.8 | 4 | 25 | 3.4844
S37E145_RES_67 | West | -36.9275 | 145.8844 | 779 | 32 | 3 | 1517 | 2.6 | 0.2 | 13 | 9.375 | 2.6133
S37E145_RES_121 | West | -36.923 | 145.9156 | 949 | 19 | 3 | 1065 | 2.3 | 0.2 | 13 | 15.7895 | 2.6133
S37E145_RES_201 | West | -36.914 | 145.8821 | 787 | 18 | 3 | 1654 | 3.8 | 0.4 | 6 | 16.6667 | 2.6133
S37E145_RES_206 | West | -36.9139 | 145.9522 | 580 | 16 | 3 | 824 | 2.6 | 0.4 | 6 | 18.75 | 2.6133
S37E145_RES_242 | West | -36.9114 | 145.8833 | 760 | 18 | 3 | 823 | 2.5 | 0.4 | 9 | 16.6667 | 2.6133
S37E145_RES_259 | West | -36.9103 | 145.9449 | 621 | 21 | 3 | 1096 | 2.5 | 0.3 | 12 | 14.2857 | 2.6133
S37E145_RES_277 | West | -36.9069 | 145.9567 | 580 | 11 | 3 | 1809 | 5.9 | 1 | 3 | 27.2727 | 2.6133
S37E145_RES_309 | West | -36.903 | 145.8837 | 781 | 15 | 3 | 2112 | 5.1 | 0.6 | 5 | 20 | 2.6133
S37E145_RES_328 | West | -36.9 | 145.8957 | 811 | 22 | 3 | 1226 | 3 | 0.4 | 9 | 13.6364 | 2.6133
S37E145_RES_358 | West | -36.8959 | 145.9038 | 829 | 11 | 3 | 2056 | 6 | 0.9 | 3 | 27.2727 | 2.6133
S37E145_RES_465 | West | -36.8783 | 145.9476 | 751 | 11 | 3 | 1683 | 5.2 | 0.8 | 3 | 27.2727 | 2.6133
S37E145_RES_484 | West | -36.8738 | 145.9069 | 731 | 19 | 3 | 2038 | 4.7 | 0.5 | 6 | 15.7895 | 2.6133
S37E145_RES_493 | West | -36.8708 | 145.8958 | 690 | 14 | 3 | 725 | 2.3 | 0.4 | 7 | 21.4286 | 2.6133
S37E145_RES_524 | West | -36.8602 | 145.6612 | 549 | 12 | 3 | 1535 | 4.8 | 0.8 | 4 | 25 | 2.6133
S37E145_RES_565 | West | -36.8498 | 145.6471 | 542 | 10 | 3 | 2101 | 6.1 | 0.9 | 3 | 30 | 2.6133
S37E145_RES_702 | West | -36.8292 | 145.662 | 559 | 18 | 3 | 2389 | 4.9 | 0.5 | 6 | 16.6667 | 2.6133
S37E145_RES_709 | West | -36.8286 | 145.8903 | 690 | 17 | 3 | 1654 | 3.6 | 0.4 | 7 | 17.6471 | 2.6133
S37E145_RES_759 | West | -36.8225 | 145.6608 | 510 | 22 | 3 | 1531 | 3.5 | 0.4 | 6 | 13.6364 | 2.6133
S37E145_RES_800 | West | -36.8199 | 145.9094 | 572 | 24 | 3 | 1660 | 3 | 0.3 | 11 | 12.5 | 2.6133
S37E145_RES_860 | West | -36.8101 | 145.7225 | 611 | 13 | 3 | 1711 | 5.6 | 0.9 | 4 | 23.0769 | 2.6133
S37E145_RES_896 | West | -36.7797 | 145.885 | 610 | 14 | 3 | 1549 | 3.5 | 0.4 | 7 | 21.4286 | 2.6133
S37E145_RES_994 | West | -36.7551 | 145.8872 | 589 | 17 | 3 | 1146 | 3.2 | 0.5 | 6 | 17.6471 | 2.6133
S37E145_RES_1004 | West | -36.7523 | 145.8754 | 608 | 9 | 3 | 1858 | 6.3 | 1.1 | 3 | 33.3333 | 2.6133
S37E145_RES_1040 | West | -36.745 | 145.8915 | 569 | 34 | 3 | 1282 | 2 | 0.2 | 17 | 8.8235 | 2.6133
S37E145_RES_1092 | West | -36.7349 | 145.9033 | 549 | 17 | 3 | 1475 | 3.5 | 0.4 | 7 | 17.6471 | 2.6133
S37E145_RES_1096 | West | -36.7344 | 145.8831 | 539 | 19 | 3 | 1090 | 3.4 | 0.5 | 6 | 15.7895 | 2.6133
S37E145_RES_1108 | West | -36.7331 | 145.8831 | 550 | 14 | 3 | 1351 | 3.5 | 0.5 | 5 | 21.4286 | 2.6133
S37E145_RES_1141 | West | -36.7276 | 145.9153 | 561 | 17 | 3 | 1859 | 4 | 0.4 | 7 | 17.6471 | 2.6133
S37E145_RES_1172 | West | -36.715 | 145.7175 | 530 | 14 | 3 | 2155 | 4 | 0.4 | 7 | 21.4286 | 2.6133
S37E145_RES_1182 | West | -36.7075 | 145.8204 | 562 | 12 | 3 | 1624 | 4.9 | 0.7 | 4 | 25 | 2.6133
S38E143_RES_28 | West | -37.3186 | 143.2808 | 689 | 21 | 3 | 2128 | 3.8 | 0.3 | 9 | 14.2857 | 2.6133
S38E143_RES_80 | West | -37.29 | 143.255 | 720 | 18 | 3 | 971 | 2.3 | 0.3 | 12 | 16.6667 | 2.6133
S38E143_RES_127 | West | -37.2833 | 143.2228 | 770 | 14 | 3 | 687 | 2.3 | 0.4 | 7 | 21.4286 | 2.6133
S38E143_RES_146 | West | -37.2789 | 143.2347 | 900 | 12 | 3 | 1837 | 5.2 | 0.7 | 5 | 25 | 2.6133
S38E143_RES_162 | West | -37.276 | 143.241 | 881 | 18 | 3 | 1664 | 3.3 | 0.3 | 9 | 16.6667 | 2.6133
S38E143_RES_204 | West | -37.2703 | 143.2203 | 770 | 16 | 3 | 1961 | 4.4 | 0.5 | 6 | 18.75 | 2.6133
S38E143_RES_264 | West | -37.2624 | 143.2365 | 731 | 19 | 3 | 458 | 1.4 | 0.2 | 17 | 15.7895 | 2.6133
S38E143_RES_311 | West | -37.2517 | 143.2265 | 672 | 12 | 3 | 1083 | 3.7 | 0.6 | 4 | 25 | 2.6133
S38E143_RES_322 | West | -37.2424 | 143.2167 | 689 | 12 | 3 | 1683 | 5.4 | 0.9 | 4 | 25 | 2.6133
S38E143_RES_336 | West | -37.2371 | 143.2142 | 691 | 19 | 3 | 1466 | 3.4 | 0.4 | 8 | 15.7895 | 2.6133
S38E143_RES_429 | West | -37.122 | 143.3667 | 679 | 19 | 3 | 1640 | 3.6 | 0.4 | 7 | 15.7895 | 2.6133
S38E143_RES_481 | West | -37.1024 | 143.3418 | 681 | 17 | 3 | 842 | 2.2 | 0.3 | 9 | 17.6471 | 2.6133
S38E143_RES_546 | West | -37.0842 | 143.3204 | 609 | 15 | 3 | 1789 | 4.3 | 0.5 | 6 | 20 | 2.6133
S38E144_RES_98 | West | -37.3792 | 144.5919 | 860 | 19 | 3 | 482 | 1.5 | 0.2 | 12 | 15.7895 | 2.6133
S38E144_RES_117 | West | -37.3754 | 144.62 | 941 | 13 | 3 | 1992 | 5.1 | 0.7 | 5 | 23.0769 | 2.6133
S38E145_RES_1093 | West | -37.8242 | 145.7572 | 600 | 17 | 3 | 1601 | 2.9 | 0.3 | 11 | 17.6471 | 2.6133
S38E145_RES_1018 | West | -37.8293 | 145.8401 | 726 | 14 | 3 | 1391 | 2.9 | 0.3 | 8 | 21.4286 | 2.6133
S38E145_RES_1208 | West | -37.817 | 145.8122 | 761 | 10 | 3 | 1519 | 3.9 | 0.5 | 5 | 30 | 2.6133
S38E145_RES_1233 | West | -37.8157 | 145.9119 | 848 | 23 | 3 | 816 | 2.1 | 0.3 | 12 | 13.0435 | 2.6133
S38E145_RES_1121 | West | -37.8222 | 145.8561 | 741 | 17 | 3 | 1532 | 3.5 | 0.4 | 8 | 17.6471 | 2.6133
S38E145_RES_1161 | West | -37.8196 | 145.8633 | 741 | 15 | 3 | 1093 | 2.7 | 0.3 | 9 | 20 | 2.6133
S38E145_RES_1287 | West | -37.8128 | 145.8067 | 801 | 21 | 3 | 1434 | 2.8 | 0.3 | 11 | 14.2857 | 2.6133
S38E145_RES_1242 | West | -37.8153 | 145.8589 | 740 | 18 | 3 | 735 | 1.9 | 0.2 | 11 | 16.6667 | 2.6133
S38E145_RES_1267 | West | -37.8141 | 145.788 | 682 | 16 | 3 | 1130 | 3 | 0.4 | 9 | 18.75 | 2.6133
S38E145_RES_1269 | West | -37.814 | 145.8111 | 750 | 19 | 3 | 790 | 2 | 0.2 | 14 | 15.7895 | 2.6133
S38E145_RES_1496 | West | -37.7995 | 145.7292 | 622 | 16 | 3 | 655 | 2.1 | 0.3 | 10 | 18.75 | 2.6133
S38E145_RES_1430 | West | -37.8037 | 145.8339 | 827 | 9 | 3 | 1508 | 5.1 | 0.8 | 3 | 33.3333 | 2.6133
S38E145_RES_1443 | West | -37.8029 | 145.8108 | 808 | 20 | 3 | 2187 | 3.1 | 0.2 | 12 | 15 | 2.6133
S38E145_RES_1464 | West | -37.8014 | 145.895 | 780 | 18 | 3 | 1409 | 3.4 | 0.4 | 8 | 16.6667 | 2.6133
S38E145_RES_1422 | West | -37.8051 | 145.8414 | 789 | 16 | 3 | 1623 | 3.3 | 0.3 | 8 | 18.75 | 2.6133
S38E145_RES_1600 | West | -37.7908 | 145.8092 | 750 | 13 | 3 | 1398 | 3.9 | 0.5 | 5 | 23.0769 | 2.6133
S38E145_RES_1605 | West | -37.7903 | 145.7981 | 680 | 15 | 3 | 1401 | 4.6 | 0.8 | 4 | 20 | 2.6133
S38E145_RES_1769 | West | -37.7769 | 145.8999 | 689 | 18 | 3 | 1266 | 3.4 | 0.5 | 7 | 16.6667 | 2.6133
S38E145_RES_1643 | West | -37.7863 | 145.8214 | 811 | 16 | 3 | 1612 | 2.9 | 0.3 | 10 | 18.75 | 2.6133
S38E145_RES_1901 | West | -37.7527 | 145.7919 | 571 | 17 | 3 | 1234 | 2.3 | 0.2 | 13 | 17.6471 | 2.6133
S38E145_RES_1804 | West | -37.7743 | 145.8904 | 748 | 10 | 3 | 1604 | 5.2 | 0.8 | 3 | 30 | 2.6133
S38E145_RES_2334 | West | -37.5841 | 145.7168 | 688 | 19 | 3 | 322 | 0.9 | 0.1 | 25 | 15.7895 | 2.6133
S38E145_RES_239 | West | -37.9172 | 145.8048 | 721 | 18 | 3 | 901 | 2.6 | 0.4 | 9 | 16.6667 | 2.6133
S38E145_RES_2512 | West | -37.5683 | 145.8754 | 881 | 23 | 3 | 816 | 1.5 | 0.1 | 25 | 13.0435 | 2.6133
S38E145_RES_2565 | West | -37.5644 | 145.5673 | 819 | 24 | 3 | 1101 | 1.6 | 0.1 | 28 | 12.5 | 2.6133
S38E145_RES_2623 | West | -37.5615 | 145.594 | 867 | 15 | 3 | 878 | 2.2 | 0.3 | 10 | 20 | 2.6133
S38E145_RES_2721 | West | -37.5554 | 145.5541 | 748 | 17 | 3 | 1200 | 2.2 | 0.2 | 15 | 17.6471 | 2.6133
S38E145_RES_2730 | West | -37.555 | 145.4976 | 509 | 11 | 3 | 1719 | 5.1 | 0.8 | 4 | 27.2727 | 2.6133
S38E145_RES_2785 | West | -37.5525 | 145.5991 | 759 | 17 | 3 | 495 | 1.3 | 0.2 | 16 | 17.6471 | 2.6133
S38E145_RES_2837 | West | -37.5494 | 145.5961 | 820 | 17 | 3 | 1729 | 4 | 0.5 | 7 | 17.6471 | 2.6133
S38E145_RES_2840 | West | -37.5493 | 145.7574 | 895 | 11 | 3 | 1602 | 4.7 | 0.7 | 4 | 27.2727 | 2.6133
S38E145_RES_2979 | West | -37.5383 | 145.8139 | 960 | 18 | 3 | 668 | 1.9 | 0.3 | 11 | 16.6667 | 2.6133
S38E145_RES_3091 | West | -37.5261 | 145.8383 | 910 | 16 | 3 | 914 | 2.5 | 0.3 | 8 | 18.75 | 2.6133
S38E145_RES_3248 | West | -37.5151 | 145.8376 | 817 | 20 | 3 | 605 | 1.5 | 0.2 | 15 | 15 | 2.6133
S38E145_RES_3160 | West | -37.5222 | 145.5321 | 938 | 10 | 3 | 1706 | 5.1 | 0.8 | 3 | 30 | 2.6133
S38E145_RES_3299 | West | -37.5119 | 145.4931 | 710 | 15 | 3 | 1373 | 3.7 | 0.5 | 7 | 20 | 2.6133
S38E145_RES_3438 | West | -37.5039 | 145.2189 | 460 | 19 | 3 | 964 | 2.8 | 0.4 | 8 | 15.7895 | 2.6133
S38E145_RES_3467 | West | -37.5025 | 145.5219 | 830 | 10 | 3 | 1891 | 6 | 0.9 | 3 | 30 | 2.6133
S38E145_RES_3477 | West | -37.5015 | 145.2243 | 478 | 17 | 3 | 1955 | 4.7 | 0.6 | 6 | 17.6471 | 2.6133
S38E145_RES_3585 | West | -37.4929 | 145.9238 | 969 | 19 | 3 | 1286 | 2.9 | 0.3 | 9 | 15.7895 | 2.6133
S38E145_RES_3573 | West | -37.4936 | 145.2976 | 549 | 16 | 3 | 2139 | 4.6 | 0.5 | 6 | 18.75 | 2.6133
S38E145_RES_3690 | West | -37.4882 | 145.2912 | 507 | 35 | 3 | 1336 | 1.6 | 0.1 | 36 | 8.5714 | 2.6133
S38E145_RES_3695 | West | -37.488 | 145.4341 | 651 | 15 | 3 | 1490 | 3.7 | 0.5 | 6 | 20 | 2.6133
S38E145_RES_3706 | West | -37.4874 | 145.2827 | 509 | 18 | 3 | 2634 | 4.6 | 0.4 | 7 | 16.6667 | 2.6133
S38E145_RES_3772 | West | -37.484 | 145.3096 | 559 | 9 | 3 | 1682 | 5.3 | 0.8 | 3 | 33.3333 | 2.6133
S38E145_RES_3812 | West | -37.4818 | 145.4561 | 639 | 18 | 3 | 1496 | 3.3 | 0.4 | 7 | 16.6667 | 2.6133
S38E145_RES_3924 | West | -37.4767 | 145.8006 | 1170 | 11 | 3 | 1534 | 3.8 | 0.5 | 6 | 27.2727 | 2.6133
S38E145_RES_4078 | West | -37.4656 | 145.5767 | 640 | 13 | 3 | 1707 | 3.9 | 0.4 | 7 | 23.0769 | 2.6133
S38E145_RES_4141 | West | -37.4627 | 145.8522 | 1298 | 16 | 3 | 1026 | 2.3 | 0.2 | 11 | 18.75 | 2.6133
S38E145_RES_4377 | West | -37.4508 | 145.8289 | 1210 | 16 | 3 | 2177 | 4.8 | 0.5 | 6 | 18.75 | 2.6133
S38E145_RES_4294 | West | -37.4557 | 145.6257 | 745 | 23 | 3 | 1150 | 2.5 | 0.3 | 13 | 13.0435 | 2.6133
S38E145_RES_452 | West | -37.8981 | 145.7042 | 510 | 14 | 3 | 945 | 3 | 0.5 | 6 | 21.4286 | 2.6133
S38E145_RES_4699 | West | -37.4336 | 145.6319 | 850 | 26 | 3 | 1484 | 2.6 | 0.2 | 15 | 11.5385 | 2.6133
S38E145_RES_4796 | West | -37.4285 | 145.1133 | 519 | 16 | 3 | 996 | 2.2 | 0.2 | 11 | 18.75 | 2.6133
S38E145_RES_4711 | West | -37.4329 | 145.6126 | 689 | 22 | 3 | 773 | 2.2 | 0.3 | 12 | 13.6364 | 2.6133
S38E145_RES_693 | West | -37.8543 | 145.9008 | 721 | 16 | 3 | 907 | 2.7 | 0.4 | 8 | 18.75 | 2.6133
S38E145_RES_619 | West | -37.8757 | 145.6529 | 470 | 11 | 3 | 1643 | 4.5 | 0.6 | 4 | 27.2727 | 2.6133
S38E145_RES_87 | West | -37.9383 | 145.7909 | 441 | 14 | 3 | 712 | 1.9 | 0.2 | 12 | 21.4286 | 2.6133
S38E145_RES_794 | West | -37.8408 | 145.8461 | 680 | 14 | 3 | 1558 | 4.3 | 0.6 | 5 | 21.4286 | 2.6133
S38E145_RES_801 | West | -37.8401 | 145.8422 | 689 | 17 | 3 | 2114 | 4.3 | 0.4 | 6 | 17.6471 | 2.6133
S38E145_RES_803 | West | -37.84 | 145.8342 | 690 | 16 | 3 | 2124 | 4.3 | 0.4 | 7 | 18.75 | 2.6133
S38E145_RES_819 | West | -37.8394 | 145.9131 | 710 | 16 | 3 | 687 | 1.3 | 0.1 | 24 | 18.75 | 2.6133
S38E145_RES_846 | West | -37.8372 | 145.8301 | 701 | 9 | 3 | 2100 | 6.4 | 1 | 3 | 33.3333 | 2.6133
S38E145_RES_944 | West | -37.8319 | 145.7783 | 620 | 16 | 3 | 1278 | 2.8 | 0.3 | 9 | 18.75 | 2.6133
S38E145_RES_883 | West | -37.8353 | 145.8525 | 639 | 21 | 3 | 458 | 0.7 | 0.1 | 54 | 14.2857 | 2.6133
S38E145_RES_4953 | West | -37.4216 | 145.0998 | 539 | 10 | 3 | 1725 | 5.4 | 0.8 | 3 | 30 | 2.6133
S38E145_RES_4856 | West | -37.4262 | 145.6236 | 841 | 19 | 3 | 1521 | 3 | 0.3 | 10 | 15.7895 | 2.6133
S38E145_RES_5095 | West | -37.4151 | 145.9393 | 1017 | 17 | 3 | 680 | 1.3 | 0.1 | 24 | 17.6471 | 2.6133
S38E145_RES_4971 | West | -37.4208 | 145.1067 | 540 | 30 | 3 | 1830 | 3.7 | 0.4 | 8 | 10 | 2.6133
S38E145_RES_5023 | West | -37.4186 | 145.1058 | 560 | 14 | 3 | 1293 | 3.5 | 0.5 | 6 | 21.4286 | 2.6133
S38E145_RES_5302 | West | -37.4069 | 145.1046 | 591 | 26 | 3 | 1571 | 3.1 | 0.3 | 11 | 11.5385 | 2.6133
S38E145_RES_5246 | West | -37.409 | 145.1318 | 697 | 12 | 3 | 1762 | 4.9 | 0.7 | 4 | 25 | 2.6133
S38E145_RES_5368 | West | -37.4032 | 145.1279 | 649 | 10 | 3 | 1954 | 6.1 | 1 | 3 | 30 | 2.6133
S38E145_RES_5348 | West | -37.4045 | 145.6433 | 789 | 23 | 3 | 1689 | 3.1 | 0.3 | 11 | 13.0435 | 2.6133
S38E145_RES_5331 | West | -37.4054 | 145.7991 | 1021 | 17 | 3 | 1194 | 3.3 | 0.5 | 7 | 17.6471 | 2.6133
S38E145_RES_5482 | West | -37.3965 | 145.7965 | 958 | 18 | 3 | 1058 | 2.6 | 0.3 | 9 | 16.6667 | 2.6133
S38E145_RES_5484 | West | -37.3964 | 145.1617 | 720 | 13 | 3 | 1682 | 4.1 | 0.5 | 6 | 23.0769 | 2.6133
S38E145_RES_5417 | West | -37.4004 | 145.6371 | 787 | 19 | 3 | 1602 | 2.8 | 0.2 | 11 | 15.7895 | 2.6133
S38E145_RES_5556 | West | -37.3912 | 145.635 | 729 | 22 | 3 | 1057 | 2.3 | 0.2 | 12 | 13.6364 | 2.6133
S38E145_RES_5542 | West | -37.3922 | 145.8328 | 1100 | 15 | 3 | 1738 | 4.6 | 0.6 | 6 | 20 | 2.6133
S38E145_RES_5682 | West | -37.3837 | 145.8743 | 931 | 18 | 3 | 730 | 2 | 0.3 | 12 | 16.6667 | 2.6133
S38E145_RES_5689 | West | -37.3832 | 145.1483 | 681 | 9 | 3 | 1621 | 5.3 | 0.9 | 3 | 33.3333 | 2.6133
S38E145_RES_5694 | West | -37.3831 | 145.6191 | 751 | 19 | 3 | 2084 | 3.4 | 0.3 | 10 | 15.7895 | 2.6133
S38E145_RES_5858 | West | -37.3748 | 145.6063 | 722 | 17 | 3 | 792 | 2.2 | 0.3 | 10 | 17.6471 | 2.6133
S38E145_RES_5830 | West | -37.3758 | 145.6069 | 720 | 23 | 3 | 1695 | 3.7 | 0.4 | 7 | 13.0435 | 2.6133
S38E145_RES_5963 | West | -37.3685 | 145.856 | 771 | 19 | 3 | 352 | 1.2 | 0.2 | 18 | 15.7895 | 2.6133
S38E145_RES_5997 | West | -37.3669 | 145.8228 | 1102 | 18 | 3 | 1138 | 2.9 | 0.4 | 7 | 16.6667 | 2.6133
S38E145_RES_5932 | West | -37.3703 | 145.6111 | 770 | 15 | 3 | 2004 | 4.9 | 0.6 | 6 | 20 | 2.6133
S38E145_RES_6085 | West | -37.36 | 145.8467 | 770 | 20 | 3 | 594 | 1.9 | 0.3 | 11 | 15 | 2.6133
S38E145_RES_6096 | West | -37.3594 | 145.315 | 559 | 10 | 3 | 1670 | 6.2 | 1.1 | 3 | 30 | 2.6133
S38E145_RES_6118 | West | -37.3581 | 145.3106 | 550 | 10 | 3 | 1707 | 5.6 | 0.9 | 3 | 30 | 2.6133
S38E145_RES_6037 | West | -37.3642 | 145.8614 | 880 | 15 | 3 | 1348 | 3.3 | 0.4 | 6 | 20 | 2.6133
S38E145_RES_6058 | West | -37.3626 | 145.8232 | 1121 | 21 | 3 | 1101 | 2.2 | 0.2 | 12 | 14.2857 | 2.6133
S38E145_RES_6346 | West | -37.3407 | 145.8913 | 1022 | 14 | 3 | 1305 | 2.7 | 0.3 | 9 | 21.4286 | 2.6133
S38E145_RES_6279 | West | -37.3465 | 145.8228 | 1141 | 18 | 3 | 1398 | 2.8 | 0.3 | 10 | 16.6667 | 2.6133
S38E145_RES_6303 | West | -37.3445 | 145.586 | 682 | 14 | 3 | 928 | 3.1 | 0.5 | 6 | 21.4286 | 2.6133
S38E145_RES_6316 | West | -37.3428 | 145.85 | 639 | 18 | 3 | 235 | 0.8 | 0.1 | 20 | 16.6667 | 2.6133
S38E145_RES_6255 | West | -37.3488 | 145.6103 | 749 | 13 | 3 | 1286 | 3.5 | 0.5 | 6 | 23.0769 | 2.6133
S38E145_RES_6466 | West | -37.329 | 145.2423 | 549 | 15 | 3 | 2140 | 4.7 | 0.5 | 5 | 20 | 2.6133
S38E145_RES_6476 | West | -37.3278 | 145.2156 | 580 | 9 | 3 | 1819 | 7.2 | 1.4 | 2 | 33.3333 | 2.6133
S38E145_RES_6486 | West | -37.3269 | 145.5997 | 680 | 9 | 3 | 1670 | 6.2 | 1.2 | 3 | 33.3333 | 2.6133
S38E145_RES_6507 | West | -37.3256 | 145.9003 | 670 | 14 | 3 | 489 | 1.6 | 0.3 | 10 | 21.4286 | 2.6133
S38E145_RES_6520 | West | -37.3246 | 145.2448 | 569 | 10 | 3 | 1745 | 6.2 | 1.1 | 3 | 30 | 2.6133
S38E145_RES_6533 | West | -37.3239 | 145.6113 | 711 | 19 | 3 | 1058 | 3.3 | 0.5 | 7 | 15.7895 | 2.6133
S38E145_RES_6656 | West | -37.3127 | 145.2106 | 561 | 20 | 3 | 2227 | 5.1 | 0.6 | 6 | 15 | 2.6133
S38E145_RES_6659 | West | -37.3121 | 145.6103 | 749 | 21 | 3 | 1732 | 2.9 | 0.2 | 13 | 14.2857 | 2.6133
S38E145_RES_6567 | West | -37.3208 | 145.5497 | 590 | 14 | 3 | 1930 | 4.1 | 0.4 | 7 | 21.4286 | 2.6133
S38E145_RES_6722 | West | -37.3047 | 145.5936 | 700 | 17 | 3 | 1633 | 3.3 | 0.3 | 8 | 17.6471 | 2.6133
S38E145_RES_6752 | West | -37.2978 | 145.5964 | 710 | 10 | 3 | 2041 | 6.6 | 1.1 | 3 | 30 | 2.6133
S38E145_RES_6681 | West | -37.3103 | 145.6201 | 751 | 17 | 3 | 1738 | 3.2 | 0.3 | 9 | 17.6471 | 2.6133
S38E145_RES_6872 | West | -37.2771 | 145.5818 | 699 | 20 | 3 | 1992 | 3 | 0.2 | 12 | 15 | 2.6133
S38E145_RES_6917 | West | -37.2667 | 145.5944 | 670 | 17 | 3 | 1559 | 3.4 | 0.4 | 7 | 17.6471 | 2.6133
S38E145_RES_6973 | West | -37.2594 | 145.5842 | 650 | 18 | 3 | 1479 | 4 | 0.6 | 5 | 16.6667 | 2.6133
S38E145_RES_6977 | West | -37.257 | 145.5932 | 619 | 25 | 3 | 1770 | 3.7 | 0.4 | 8 | 12 | 2.6133
S38E145_RES_7060 | West | -37.2394 | 145.5624 | 689 | 28 | 3 | 1114 | 2.3 | 0.2 | 13 | 10.7143 | 2.6133
S38E145_RES_7007 | West | -37.2507 | 145.5677 | 708 | 22 | 3 | 2821 | 4.6 | 0.4 | 9 | 13.6364 | 2.6133
S38E145_RES_7088 | West | -37.2319 | 145.5647 | 700 | 16 | 3 | 2122 | 5.3 | 0.7 | 4 | 18.75 | 2.6133
S38E145_RES_7275 | West | -37.1714 | 145.1948 | 612 | 10 | 3 | 1423 | 5.2 | 0.9 | 3 | 30 | 2.6133
S38E145_RES_7201 | West | -37.1822 | 145.2165 | 472 | 12 | 3 | 1293 | 4.3 | 0.7 | 4 | 25 | 2.6133
S38E145_RES_7230 | West | -37.1771 | 145.1803 | 642 | 22 | 3 | 1120 | 1.8 | 0.1 | 18 | 13.6364 | 2.6133
S38E145_RES_7147 | West | -37.2143 | 145.5585 | 612 | 18 | 3 | 1726 | 3.1 | 0.3 | 10 | 16.6667 | 2.6133
S38E145_RES_7289 | West | -37.1703 | 145.1456 | 630 | 11 | 3 | 1999 | 6.4 | 1 | 3 | 27.2727 | 2.6133
S38E145_RES_7372 | West | -37.1643 | 145.184 | 641 | 24 | 3 | 2030 | 4 | 0.4 | 8 | 12.5 | 2.6133
S38E145_RES_7379 | West | -37.1635 | 145.1602 | 661 | 11 | 3 | 1368 | 4.3 | 0.7 | 4 | 27.2727 | 2.6133
S38E145_RES_7433 | West | -37.1592 | 145.2211 | 590 | 20 | 3 | 1943 | 4.1 | 0.4 | 6 | 15 | 2.6133
S38E145_RES_7489 | West | -37.1552 | 145.1727 | 661 | 11 | 3 | 1708 | 4.2 | 0.5 | 5 | 27.2727 | 2.6133
S38E145_RES_7641 | West | -37.1414 | 145.1278 | 540 | 13 | 3 | 1615 | 3.6 | 0.4 | 7 | 23.0769 | 2.6133
S38E145_RES_7649 | West | -37.1411 | 145.1625 | 560 | 26 | 3 | 1906 | 2.9 | 0.2 | 13 | 11.5385 | 2.6133
S38E145_RES_7666 | West | -37.1394 | 145.1302 | 519 | 22 | 3 | 1027 | 1.9 | 0.2 | 19 | 13.6364 | 2.6133
S38E145_RES_7667 | West | -37.1393 | 145.1377 | 478 | 13 | 3 | 1467 | 4.9 | 0.8 | 4 | 23.0769 | 2.6133
S38E145_RES_7735 | West | -37.1322 | 145.1413 | 459 | 11 | 3 | 1690 | 4.8 | 0.7 | 4 | 27.2727 | 2.6133
S38E145_RES_7745 | West | -37.1314 | 145.4964 | 530 | 19 | 3 | 848 | 2.1 | 0.2 | 11 | 15.7895 | 2.6133
S38E145_RES_7818 | West | -37.1256 | 145.4832 | 511 | 17 | 3 | 1213 | 3.4 | 0.5 | 7 | 17.6471 | 2.6133
S38E145_RES_7823 | West | -37.1253 | 145.5102 | 499 | 12 | 3 | 1281 | 4 | 0.6 | 4 | 25 | 2.6133
S38E145_RES_7875 | West | -37.1214 | 145.4431 | 600 | 22 | 3 | 1999 | 4 | 0.4 | 8 | 13.6364 | 2.6133
S38E145_RES_7929 | West | -37.1181 | 145.4494 | 580 | 15 | 3 | 2191 | 6.3 | 0.9 | 4 | 20 | 2.6133
S38E145_RES_7972 | West | -37.1152 | 145.2635 | 457 | 24 | 3 | 1182 | 1.8 | 0.1 | 19 | 12.5 | 2.6133
S38E145_RES_7984 | West | -37.1142 | 145.2703 | 460 | 18 | 3 | 1609 | 3.8 | 0.4 | 6 | 16.6667 | 2.6133
S38E145_RES_8004 | West | -37.1132 | 145.4164 | 572 | 12 | 3 | 1634 | 5.3 | 0.9 | 3 | 25 | 2.6133
S38E145_RES_8019 | West | -37.1124 | 145.2544 | 451 | 18 | 3 | 1560 | 3.9 | 0.5 | 7 | 16.6667 | 2.6133
S38E145_RES_8147 | West | -37.1064 | 145.4456 | 561 | 30 | 3 | 1696 | 2 | 0.1 | 25 | 10 | 2.6133
S38E145_RES_8233 | West | -37.1032 | 145.2694 | 511 | 16 | 3 | 1950 | 4.7 | 0.6 | 6 | 18.75 | 2.6133
S38E145_RES_8269 | West | -37.1001 | 145.54 | 572 | 11 | 3 | 1566 | 4.8 | 0.7 | 4 | 27.2727 | 2.6133
S38E145_RES_8281 | West | -37.0989 | 145.4747 | 560 | 32 | 3 | 1362 | 2.5 | 0.2 | 14 | 9.375 | 2.6133
S38E145_RES_8310 | West | -37.0968 | 145.2485 | 454 | 15 | 3 | 1529 | 4 | 0.5 | 6 | 20 | 2.6133
S38E145_RES_8342 | West | -37.0909 | 145.4161 | 601 | 10 | 3 | 1968 | 7.2 | 1.3 | 3 | 30 | 2.6133
S38E145_RES_8354 | West | -37.0894 | 145.4069 | 601 | 10 | 3 | 1659 | 5.5 | 0.9 | 3 | 30 | 2.6133
S38E145_RES_8360 | West | -37.0887 | 145.3933 | 591 | 13 | 3 | 2179 | 5.8 | 0.8 | 4 | 23.0769 | 2.6133
S38E145_RES_8362 | West | -37.0883 | 145.549 | 592 | 21 | 3 | 1987 | 3.9 | 0.4 | 8 | 14.2857 | 2.6133
S38E145_RES_8364 | West | -37.0879 | 145.419 | 601 | 9 | 3 | 1461 | 4.8 | 0.8 | 3 | 33.3333 | 2.6133
S38E145_RES_8416 | West | -37.069 | 145.5627 | 609 | 14 | 3 | 1938 | 5.2 | 0.7 | 5 | 21.4286 | 2.6133
S38E145_RES_8423 | West | -37.0644 | 145.5617 | 620 | 11 | 3 | 1795 | 5.6 | 0.9 | 4 | 27.2727 | 2.6133
S38E145_RES_8428 | West | -37.0617 | 145.4153 | 600 | 15 | 3 | 1894 | 4.5 | 0.5 | 6 | 20 | 2.6133
S38E145_RES_8465 | West | -37.026 | 145.5636 | 601 | 20 | 3 | 1424 | 2.9 | 0.3 | 12 | 15 | 2.6133
S38E145_RES_8468 | West | -37.0214 | 145.5606 | 560 | 17 | 3 | 1251 | 4.1 | 0.7 | 5 | 17.6471 | 2.6133
S39E143_RES_1 | West | -38.7261 | 143.3283 | 300 | 16 | 3 | 1876 | 2.9 | 0.2 | 12 | 18.75 | 2.6133
S39E143_RES_3 | West | -38.72 | 143.3269 | 301 | 14 | 3 | 1514 | 3.4 | 0.4 | 7 | 21.4286 | 2.6133
S39E143_RES_74 | West | -38.6868 | 143.7274 | 317 | 15 | 3 | 659 | 1.9 | 0.3 | 9 | 20 | 2.6133
S39E143_RES_114 | West | -38.6826 | 143.5862 | 458 | 17 | 3 | 710 | 2.3 | 0.4 | 9 | 17.6471 | 2.6133
S39E143_RES_153 | West | -38.6799 | 143.4234 | 438 | 19 | 3 | 2446 | 5.6 | 0.6 | 5 | 15.7895 | 2.6133
S39E143_RES_226 | West | -38.6744 | 143.7342 | 460 | 20 | 3 | 2000 | 3.8 | 0.4 | 9 | 15 | 2.6133
S39E143_RES_228 | West | -38.6743 | 143.3893 | 449 | 13 | 3 | 2437 | 7.1 | 1 | 3 | 23.0769 | 2.6133
S39E143_RES_246 | West | -38.6717 | 143.7114 | 470 | 10 | 3 | 1576 | 4.8 | 0.7 | 4 | 30 | 2.6133
S39E143_RES_359 | West | -38.6548 | 143.4293 | 436 | 32 | 3 | 746 | 1.2 | 0.1 | 25 | 9.375 | 2.6133
S39E143_RES_370 | West | -38.6503 | 143.6453 | 491 | 16 | 3 | 1390 | 3.8 | 0.5 | 6 | 18.75 | 2.6133
S39E143_RES_390 | West | -38.645 | 143.6278 | 490 | 19 | 3 | 964 | 2.3 | 0.3 | 11 | 15.7895 | 2.6133
S39E143_RES_422 | West | -38.6399 | 143.5484 | 479 | 11 | 3 | 1123 | 3.7 | 0.6 | 4 | 27.2727 | 2.6133
S39E143_RES_434 | West | -38.6386 | 143.5158 | 480 | 12 | 3 | 1687 | 4.4 | 0.6 | 5 | 25 | 2.6133
S39E143_RES_471 | West | -38.6331 | 143.4786 | 450 | 34 | 3 | 861 | 2 | 0.2 | 13 | 8.8235 | 2.6133
S39E143_RES_497 | West | -38.6297 | 143.5832 | 469 | 22 | 3 | 864 | 2 | 0.2 | 15 | 13.6364 | 2.6133
S39E145_RES_5 | West | -38.3208 | 145.973 | 409 | 21 | 3 | 1935 | 2.4 | 0.1 | 18 | 14.2857 | 2.6133
S37E145_RES_2 | West | -36.9833 | 145.3031 | 459 | 14 | 2 | 1207 | 2.5 | 0.3 | 9 | 14.2857 | 1.7422
S37E145_RES_3 | West | -36.9783 | 145.305 | 460 | 10 | 2 | 1672 | 4.1 | 0.5 | 5 | 20 | 1.7422
S37E145_RES_27 | West | -36.9377 | 145.9178 | 819 | 10 | 2 | 737 | 1.8 | 0.2 | 8 | 20 | 1.7422
S37E145_RES_62 | West | -36.9283 | 145.8769 | 781 | 12 | 2 | 1746 | 3.8 | 0.4 | 4 | 16.6667 | 1.7422
S37E145_RES_65 | West | -36.9279 | 145.9069 | 828 | 17 | 2 | 508 | 1.6 | 0.3 | 9 | 11.7647 | 1.7422
S37E145_RES_91 | West | -36.9249 | 145.7111 | 639 | 13 | 2 | 1709 | 3.7 | 0.4 | 6 | 15.3846 | 1.7422
S37E145_RES_178 | West | -36.9167 | 145.9215 | 951 | 15 | 2 | 1474 | 3 | 0.3 | 7 | 13.3333 | 1.7422
S37E145_RES_189 | West | -36.9158 | 145.9272 | 830 | 9 | 2 | 514 | 1.5 | 0.2 | 7 | 22.2222 | 1.7422
S37E145_RES_274 | West | -36.9072 | 145.94 | 650 | 9 | 2 | 843 | 3 | 0.5 | 4 | 22.2222 | 1.7422
S37E145_RES_292 | West | -36.9045 | 145.9355 | 689 | 14 | 2 | 786 | 1.6 | 0.2 | 12 | 14.2857 | 1.7422
S37E145_RES_307 | West | -36.9031 | 145.9136 | 830 | 12 | 2 | 657 | 1.7 | 0.2 | 9 | 16.6667 | 1.7422
S37E145_RES_332 | West | -36.8991 | 145.9024 | 851 | 11 | 2 | 1758 | 5 | 0.7 | 3 | 18.1818 | 1.7422
S37E145_RES_353 | West | -36.8972 | 145.9161 | 750 | 10 | 2 | 502 | 1.7 | 0.3 | 6 | 20 | 1.7422
S37E145_RES_414 | West | -36.8896 | 145.8876 | 788 | 10 | 2 | 1480 | 3.6 | 0.4 | 4 | 20 | 1.7422
S37E145_RES_464 | West | -36.8783 | 145.907 | 749 | 14 | 2 | 1734 | 4.2 | 0.5 | 5 | 14.2857 | 1.7422
S37E145_RES_471 | West | -36.8773 | 145.8938 | 749 | 19 | 2 | 1127 | 1.8 | 0.1 | 17 | 10.5263 | 1.7422
S37E145_RES_490 | West | -36.8728 | 145.9092 | 740 | 11 | 2 | 2217 | 5.5 | 0.7 | 3 | 18.1818 | 1.7422
S37E145_RES_502 | West | -36.8668 | 145.9097 | 659 | 16 | 2 | 861 | 1.9 | 0.2 | 10 | 12.5 | 1.7422
S37E145_RES_504 | West | -36.8661 | 145.9005 | 681 | 10 | 2 | 1288 | 2.5 | 0.2 | 6 | 20 | 1.7422
S37E145_RES_513 | West | -36.8635 | 145.9206 | 652 | 14 | 2 | 1461 | 4 | 0.5 | 4 | 14.2857 | 1.7422
S37E145_RES_514 | West | -36.8634 | 145.9136 | 669 | 11 | 2 | 1510 | 3.6 | 0.4 | 5 | 18.1818 | 1.7422
S37E145_RES_519 | West | -36.8617 | 145.9264 | 581 | 12 | 2 | 1003 | 2.7 | 0.4 | 6 | 16.6667 | 1.7422
S37E145_RES_527 | West | -36.8596 | 145.8988 | 641 | 11 | 2 | 1499 | 4.1 | 0.6 | 4 | 18.1818 | 1.7422
S37E145_RES_541 | West | -36.8572 | 145.9306 | 580 | 9 | 2 | 1561 | 4 | 0.5 | 4 | 22.2222 | 1.7422
S37E145_RES_583 | West | -36.8464 | 145.6639 | 590 | 9 | 2 | 1209 | 3.6 | 0.5 | 3 | 22.2222 | 1.7422
S37E145_RES_668 | West | -36.8332 | 145.9018 | 622 | 17 | 2 | 1537 | 3.3 | 0.4 | 6 | 11.7647 | 1.7422
S37E145_RES_688 | West | -36.8302 | 145.694 | 638 | 9 | 2 | 1598 | 4.5 | 0.6 | 3 | 22.2222 | 1.7422
S37E145_RES_695 | West | -36.8297 | 145.8634 | 669 | 12 | 2 | 940 | 1.6 | 0.1 | 12 | 16.6667 | 1.7422
S37E145_RES_720 | West | -36.8272 | 145.6519 | 570 | 9 | 2 | 1548 | 4.4 | 0.6 | 3 | 22.2222 | 1.7422
S37E145_RES_742 | West | -36.8242 | 145.8847 | 689 | 11 | 2 | 1133 | 2.8 | 0.4 | 4 | 18.1818 | 1.7422
S37E145_RES_755 | West | -36.8229 | 145.8684 | 658 | 10 | 2 | 1797 | 3.6 | 0.4 | 5 | 20 | 1.7422
S37E145_RES_768 | West | -36.8219 | 145.8903 | 640 | 13 | 2 | 1245 | 3.2 | 0.4 | 5 | 15.3846 | 1.7422
S37E145_RES_771 | West | -36.8216 | 145.8652 | 651 | 10 | 2 | 1386 | 4.5 | 0.7 | 3 | 20 | 1.7422
S37E145_RES_823 | West | -36.8175 | 145.9048 | 611 | 10 | 2 | 1606 | 4.2 | 0.5 | 4 | 20 | 1.7422
S37E145_RES_833 | West | -36.8155 | 145.6753 | 571 | 15 | 2 | 1498 | 3.1 | 0.3 | 7 | 13.3333 | 1.7422
S37E145_RES_840 | West | -36.8144 | 145.6898 | 561 | 21 | 2 | 1617 | 1.8 | 0.1 | 18 | 9.5238 | 1.7422
S37E145_RES_848 | West | -36.8131 | 145.9884 | 518 | 13 | 2 | 1263 | 2.8 | 0.3 | 7 | 15.3846 | 1.7422
S37E145_RES_869 | West | -36.8031 | 145.7212 | 611 | 13 | 2 | 1116 | 3.1 | 0.4 | 5 | 15.3846 | 1.7422
S37E145_RES_883 | West | -36.7844 | 145.8842 | 560 | 13 | 2 | 1177 | 2.4 | 0.2 | 7 | 15.3846 | 1.7422
S37E145_RES_943 | West | -36.765 | 145.8922 | 610 | 9 | 2 | 1319 | 3.5 | 0.5 | 4 | 22.2222 | 1.7422
S37E145_RES_951 | West | -36.7636 | 145.8333 | 580 | 15 | 2 | 2125 | 3.9 | 0.4 | 5 | 13.3333 | 1.7422
S37E145_RES_953 | West | -36.7633 | 145.8881 | 620 | 9 | 2 | 1147 | 3.3 | 0.5 | 5 | 22.2222 | 1.7422
S37E145_RES_965 | West | -36.7608 | 145.8571 | 569 | 20 | 2 | 1709 | 1.8 | 0.1 | 20 | 10 | 1.7422
S37E145_RES_1013 | West | -36.751 | 145.805 | 621 | 11 | 2 | 2095 | 4.8 | 0.5 | 4 | 18.1818 | 1.7422
S37E145_RES_1093 | West | -36.7348 | 145.8031 | 559 | 10 | 2 | 1362 | 3.7 | 0.5 | 4 | 20 | 1.7422
S37E145_RES_1135 | West | -36.7294 | 145.9145 | 561 | 9 | 2 | 1431 | 4.8 | 0.8 | 3 | 22.2222 | 1.7422
S37E145_RES_1144 | West | -36.7259 | 145.895 | 588 | 13 | 2 | 1345 | 2.2 | 0.2 | 8 | 15.3846 | 1.7422
S37E145_RES_1149 | West | -36.7236 | 145.9039 | 580 | 9 | 2 | 1668 | 4.5 | 0.6 | 4 | 22.2222 | 1.7422
S37E145_RES_1167 | West | -36.7201 | 145.93 | 529 | 13 | 2 | 1252 | 3.4 | 0.5 | 5 | 15.3846 | 1.7422
S37E145_RES_1174 | West | -36.7142 | 145.9386 | 530 | 10 | 2 | 1407 | 3 | 0.3 | 5 | 20 | 1.7422
S37E145_RES_1179 | West | -36.7114 | 145.8014 | 521 | 15 | 2 | 1902 | 3.2 | 0.3 | 9 | 13.3333 | 1.7422
S37E145_RES_1190 | West | -36.7 | 145.8008 | 510 | 9 | 2 | 1283 | 2.7 | 0.3 | 6 | 22.2222 | 1.7422
S37E145_RES_1198 | West | -36.6882 | 145.7158 | 479 | 12 | 2 | 769 | 2.2 | 0.3 | 6 | 16.6667 | 1.7422
S38E143_RES_101 | West | -37.2883 | 143.2481 | 771 | 11 | 2 | 780 | 2.5 | 0.4 | 5 | 18.1818 | 1.7422
S38E143_RES_131 | West | -37.2831 | 143.2298 | 819 | 12 | 2 | 489 | 1.6 | 0.3 | 7 | 16.6667 | 1.7422
S38E143_RES_141 | West | -37.2809 | 143.2352 | 871 | 13 | 2 | 916 | 1.8 | 0.2 | 10 | 15.3846 | 1.7422
S38E143_RES_221 | West | -37.269 | 143.2393 | 789 | 9 | 2 | 643 | 2.1 | 0.3 | 6 | 22.2222 | 1.7422
S38E143_RES_247 | West | -37.2646 | 143.2199 | 729 | 9 | 2 | 885 | 3.3 | 0.6 | 3 | 22.2222 | 1.7422
S38E143_RES_252 | West | -37.2639 | 143.2467 | 810 | 14 | 2 | 1701 | 3.2 | 0.3 | 7 | 14.2857 | 1.7422
S38E143_RES_279 | West | -37.2597 | 143.2389 | 680 | 11 | 2 | 359 | 1 | 0.2 | 12 | 18.1818 | 1.7422
S38E143_RES_298 | West | -37.2553 | 143.3338 | 739 | 9 | 2 | 1305 | 4.1 | 0.7 | 3 | 22.2222 | 1.7422
S38E143_RES_315 | West | -37.2503 | 143.2169 | 660 | 10 | 2 | 1002 | 2.7 | 0.4 | 4 | 20 | 1.7422
S38E143_RES_324 | West | -37.2413 | 143.2154 | 677 | 14 | 2 | 1788 | 2.8 | 0.2 | 8 | 14.2857 | 1.7422
S38E143_RES_352 | West | -37.234 | 143.2076 | 751 | 11 | 2 | 1095 | 2.1 | 0.2 | 10 | 18.1818 | 1.7422
S38E143_RES_379 | West | -37.2225 | 143.2189 | 690 | 10 | 2 | 903 | 2.3 | 0.3 | 8 | 20 | 1.7422
S38E143_RES_387 | West | -37.2108 | 143.2137 | 689 | 10 | 2 | 1015 | 2.5 | 0.3 | 5 | 20 | 1.7422
S38E143_RES_397 | West | -37.1483 | 143.3469 | 630 | 13 | 2 | 829 | 2.6 | 0.4 | 5 | 15.3846 | 1.7422
S38E143_RES_407 | West | -37.1355 | 143.3719 | 659 | 15 | 2 | 1374 | 2.7 | 0.3 | 8 | 13.3333 | 1.7422
S38E143_RES_419 | West | -37.1298 | 143.2699 | 638 | 12 | 2 | 910 | 2 | 0.2 | 8 | 16.6667 | 1.7422
S38E143_RES_449 | West | -37.1128 | 143.3558 | 680 | 14 | 2 | 1238 | 2.6 | 0.3 | 7 | 14.2857 | 1.7422
S38E143_RES_464 | West | -37.1058 | 143.3383 | 640 | 11 | 2 | 452 | 1.3 | 0.2 | 8 | 18.1818 | 1.7422
S38E143_RES_467 | West | -37.105 | 143.3435 | 689 | 13 | 2 | 978 | 2.5 | 0.3 | 6 | 15.3846 | 1.7422
S38E143_RES_508 | West | -37.0917 | 143.3403 | 690 | 9 | 2 | 1052 | 2.2 | 0.2 | 7 | 22.2222 | 1.7422
S38E143_RES_534 | West | -37.0868 | 143.3088 | 618 | 16 | 2 | 1257 | 2.5 | 0.2 | 9 | 12.5 | 1.7422
S38E144_RES_3 | West | -37.5873 | 144.3569 | 491 | 11 | 2 | 2585 | 6.3 | 0.8 | 3 | 18.1818 | 1.7422
S38E144_RES_18 | West | -37.5671 | 144.3569 | 592 | 12 | 2 | 1411 | 3.8 | 0.5 | 4 | 16.6667 | 1.7422
S38E144_RES_30 | West | -37.5635 | 144.3621 | 599 | 9 | 2 | 1230 | 3.1 | 0.4 | 4 | 22.2222 | 1.7422
S38E144_RES_54 | West | -37.3844 | 144.6329 | 841 | 9 | 2 | 650 | 1.6 | 0.2 | 7 | 22.2222 | 1.7422
S38E144_RES_64 | West | -37.3828 | 144.6223 | 799 | 12 | 2 | 1095 | 3.2 | 0.5 | 5 | 16.6667 | 1.7422
S38E144_RES_76 | West | -37.3819 | 144.616 | 849 | 10 | 2 | 884 | 2.1 | 0.3 | 6 | 20 | 1.7422
S38E144_RES_79 | West | -37.3817 | 144.5864 | 871 | 13 | 2 | 1138 | 2.4 | 0.3 | 7 | 15.3846 | 1.7422
S38E144_RES_130 | West | -37.3704 | 144.613 | 919 | 11 | 2 | 1633 | 3.6 | 0.4 | 6 | 18.1818 | 1.7422
S38E144_RES_132 | West | -37.37 | 144.6153 | 910 | 20 | 2 | 2041 | 3.5 | 0.3 | 6 | 10 | 1.7422
S38E144_RES_146 | West | -37.3672 | 144.6303 | 810 | 11 | 2 | 1132 | 2.7 | 0.3 | 5 | 18.1818 | 1.7422
S38E144_RES_166 | West | -37.0186 | 144.3033 | 630 | 9 | 2 | 1622 | 4.4 | 0.6 | 4 | 22.2222 | 1.7422
S38E145_RES_1081 | West | -37.8247 | 145.8819 | 830 | 11 | 2 | 1199 | 2 | 0.2 | 9 | 18.1818 | 1.7422
S38E145_RES_1085 | West | -37.8244 | 145.854 | 729 | 10 | 2 | 1395 | 3.2 | 0.4 | 5 | 20 | 1.7422
S38E145_RES_1003 | West | -37.8299 | 145.7564 | 568 | 11 | 2 | 926 | 1.9 | 0.2 | 8 | 18.1818 | 1.7422
S38E145_RES_1021 | West | -37.8291 | 145.8111 | 721 | 11 | 2 | 1137 | 2.4 | 0.2 | 8 | 18.1818 | 1.7422
S38E145_RES_1192 | West | -37.8179 | 145.8535 | 739 | 14 | 2 | 1088 | 2.4 | 0.3 | 7 | 14.2857 | 1.7422
S38E145_RES_1201 | West | -37.8173 | 145.7485 | 487 | 13 | 2 | 500 | 1.3 | 0.2 | 13 | 15.3846 | 1.7422
S38E145_RES_1131 | West | -37.8219 | 145.9444 | 720 | 13 | 2 | 896 | 2 | 0.2 | 10 | 15.3846 | 1.7422
S38E145_RES_1153 | West | -37.8204 | 145.8935 | 907 | 10 | 2 | 1402 | 4 | 0.6 | 3 | 20 | 1.7422
S38E145_RES_1174 | West | -37.8189 | 145.7992 | 781 | 11 | 2 | 989 | 2.5 | 0.3 | 6 | 18.1818 | 1.7422
S38E145_RES_1338 | West | -37.8105 | 145.8775 | 761 | 15 | 2 | 1212 | 2.9 | 0.3 | 6 | 13.3333 | 1.7422
S38E145_RES_1313 | West | -37.8117 | 145.9 | 819 | 14 | 2 | 1181 | 1.7 | 0.1 | 18 | 14.2857 | 1.7422
S38E145_RES_1236 | West | -37.8156 | 145.8447 | 770 | 10 | 2 | 760 | 1.5 | 0.2 | 11 | 20 | 1.7422
S38E145_RES_1237 | West | -37.8156 | 145.8961 | 860 | 9 | 2 | 1081 | 3.8 | 0.7 | 3 | 22.2222 | 1.7422
S38E145_RES_1253 | West | -37.815 | 145.8919 | 830 | 9 | 2 | 741 | 2 | 0.3 | 5 | 22.2222 | 1.7422
S38E145_RES_139 | West | -37.9261 | 145.7763 | 631 | 9 | 2 | 1235 | 2.8 | 0.3 | 5 | 22.2222 | 1.7422
S38E145_RES_1372 | West | -37.8085 | 145.7877 | 599 | 10 | 2 | 371 | 1.2 | 0.2 | 10 | 20 | 1.7422
S38E145_RES_1346 | West | -37.81 | 145.89 | 760 | 21 | 2 | 489 | 1.3 | 0.2 | 14 | 9.5238 | 1.7422
S38E145_RES_1356 | West | -37.8097 | 145.7117 | 561 | 15 | 2 | 1218 | 2.4 | 0.2 | 9 | 13.3333 | 1.7422
S38E145_RES_1490 | West | -37.7998 | 145.7934 | 729 | 9 | 2 | 1106 | 2.9 | 0.4 | 5 | 22.2222 | 1.7422
S38E145_RES_150 | West | -37.9247 | 145.8047 | 680 | 14 | 2 | 1623 | 3.5 | 0.4 | 6 | 14.2857 | 1.7422
S38E145_RES_1428 | West | -37.8039 | 145.7319 | 541 | 13 | 2 | 842 | 2 | 0.2 | 10 | 15.3846 | 1.7422
S38E145_RES_1470 | West | -37.8011 | 145.745 | 490 | 15 | 2 | 687 | 1.3 | 0.1 | 19 | 13.3333 | 1.7422
S38E145_RES_1418 | West | -37.806 | 145.9038 | 778 | 10 | 2 | 996 | 2.2 | 0.2 | 8 | 20 | 1.7422
S38E145_RES_1616 | West | -37.7886 | 145.8968 | 701 | 10 | 2 | 1310 | 3.9 | 0.6 | 4 | 20 | 1.7422
S38E145_RES_1517 | West | -37.7978 | 145.8142 | 780 | 9 | 2 | 1630 | 4 | 0.5 | 4 | 22.2222 | 1.7422
S38E145_RES_1501 | West | -37.7994 | 145.8273 | 792 | 13 | 2 | 2064 | 3 | 0.2 | 8 | 15.3846 | 1.7422
S38E145_RES_1755 | West | -37.7778 | 145.7192 | 790 | 10 | 2 | 822 | 2.1 | 0.3 | 7 | 20 | 1.7422
S38E145_RES_176 | West | -37.9219 | 145.7765 | 639 | 11 | 2 | 945 | 2.1 | 0.2 | 8 | 18.1818 | 1.7422
S38E145_RES_1666 | West | -37.7848 | 145.6816 | 521 | 10 | 2 | 618 | 1.9 | 0.3 | 6 | 20 | 1.7422
S38E145_RES_1673 | West | -37.7846 | 145.7151 | 777 | 12 | 2 | 1186 | 2.2 | 0.2 | 8 | 16.6667 | 1.7422
S38E145_RES_1683 | West | -37.7842 | 145.8722 | 700 | 12 | 2 | 1026 | 2.2 | 0.2 | 9 | 16.6667 | 1.7422
S38E145_RES_1698 | West | -37.7835 | 145.8345 | 692 | 12 | 2 | 809 | 2.3 | 0.3 | 7 | 16.6667 | 1.7422
S38E145_RES_1730 | West | -37.7804 | 145.7357 | 596 | 12 | 2 | 674 | 1.5 | 0.2 | 12 | 16.6667 | 1.7422
S38E145_RES_1624 | West | -37.7877 | 145.7972 | 639 | 13 | 2 | 729 | 1.4 | 0.1 | 12 | 15.3846 | 1.7422
S38E145_RES_1909 | West | -37.747 | 145.7944 | 589 | 9 | 2 | 1768 | 3.7 | 0.4 | 5 | 22.2222 | 1.7422
S38E145_RES_1809 | West | -37.7742 | 145.9798 | 688 | 10 | 2 | 599 | 1.7 | 0.2 | 7 | 20 | 1.7422
S38E145_RES_1816 | West | -37.7738 | 145.9624 | 669 | 9 | 2 | 1050 | 2.2 | 0.2 | 7 | 22.2222 | 1.7422
S38E145_RES_1822 | West | -37.7731 | 145.9309 | 832 | 8 | 2 | 1185 | 3.2 | 0.4 | 4 | 25 | 1.7422
S38E145_RES_1833 | West | -37.7717 | 145.8168 | 599 | 11 | 2 | 1020 | 1.7 | 0.1 | 12 | 18.1818 | 1.7422
S38E145_RES_1834 | West | -37.7717 | 145.9886 | 790 | 14 | 2 | 1285 | 2.5 | 0.2 | 7 | 14.2857 | 1.7422
S38E145_RES_1792 | West | -37.775 | 145.9903 | 800 | 9 | 2 | 1736 | 4.3 | 0.5 | 4 | 22.2222 | 1.7422
S38E145_RES_1990 | West | -37.7214 | 145.5501 | 459 | 11 | 2 | 896 | 2.3 | 0.3 | 6 | 18.1818 | 1.7422
S38E145_RES_2033 | West | -37.7072 | 145.5803 | 489 | 23 | 2 | 481 | 1 | 0.1 | 24 | 8.6957 | 1.7422
S38E145_RES_199 | West | -37.9208 | 145.81 | 680 | 12 | 2 | 1149 | 2.2 | 0.2 | 7 | 16.6667 | 1.7422
S38E145_RES_2241 | West | -37.5958 | 145.8892 | 769 | 11 | 2 | 1266 | 3.2 | 0.4 | 5 | 18.1818 | 1.7422
S38E145_RES_2243 | West | -37.5956 | 145.8983 | 801 | 9 | 2 | 1471 | 3.4 | 0.4 | 5 | 22.2222 | 1.7422
S38E145_RES_225 | West | -37.9182 | 145.8871 | 678 | 10 | 2 | 1433 | 3 | 0.3 | 5 | 20 | 1.7422
S38E145_RES_2252 | West | -37.5942 | 145.7258 | 760 | 11 | 2 | 705 | 1.7 | 0.2 | 9 | 18.1818 | 1.7422
S38E145_RES_2265 | West | -37.5936 | 145.9032 | 799 | 15 | 2 | 952 | 2.1 | 0.2 | 9 | 13.3333 | 1.7422
S38E145_RES_2290 | West | -37.59 | 145.8981 | 799 | 10 | 2 | 1866 | 3.6 | 0.3 | 5 | 20 | 1.7422
S38E145_RES_2312 | West | -37.5884 | 145.8995 | 799 | 10 | 2 | 1087 | 2.7 | 0.3 | 4 | 20 | 1.7422
S38E145_RES_232 | West | -37.9179 | 145.794 | 801 | 9 | 2 | 1606 | 4.2 | 0.5 | 4 | 22.2222 | 1.7422
S38E145_RES_2323 | West | -37.5872 | 145.5614 | 840 | 14 | 2 | 500 | 1.2 | 0.1 | 13 | 14.2857 | 1.7422
S38E145_RES_242 | West | -37.9172 | 145.8675 | 700 | 13 | 2 | 1266 | 2.7 | 0.3 | 7 | 15.3846 | 1.7422
S38E145_RES_2475 | West | -37.5718 | 145.6054 | 852 | 9 | 2 | 780 | 1.7 | 0.2 | 8 | 22.2222 | 1.7422
S38E145_RES_237 | West | -37.9174 | 145.8067 | 709 | 10 | 2 | 1087 | 3.5 | 0.6 | 4 | 20 | 1.7422
S38E145_RES_238 | West | -37.9174 | 145.8757 | 604 | 11 | 2 | 469 | 1.7 | 0.3 | 8 | 18.1818 | 1.7422
S38E145_RES_2406 | West | -37.5787 | 145.5627 | 748 | 9 | 2 | 599 | 1.7 | 0.2 | 6 | 22.2222 | 1.7422
S38E145_RES_2366 | West | -37.5818 | 145.5099 | 481 | 13 | 2 | 704 | 2.1 | 0.3 | 7 | 15.3846 | 1.7422
S38E145_RES_2615 | West | -37.562 | 145.7363 | 1009 | 11 | 2 | 959 | 2.3 | 0.3 | 7 | 18.1818 | 1.7422
S38E145_RES_2554 | West | -37.5649 | 145.5793 | 767 | 9 | 2 | 507 | 1.7 | 0.3 | 6 | 22.2222 | 1.7422
S38E145_RES_2594 | West | -37.5629 | 145.584 | 797 | 12 | 2 | 309 | 0.8 | 0.1 | 17 | 16.6667 | 1.7422
S38E145_RES_2624 | West | -37.5615 | 145.4933 | 461 | 23 | 2 | 1100 | 1.5 | 0.1 | 16 | 8.6957 | 1.7422
S38E145_RES_266 | West | -37.9148 | 145.8593 | 772 | 10 | 2 | 1480 | 3.7 | 0.5 | 5 | 20 | 1.7422
S38E145_RES_2685 | West | -37.5576 | 145.5106 | 609 | 12 | 2 | 1137 | 3 | 0.4 | 5 | 16.6667 | 1.7422
S38E145_RES_2697 | West | -37.557 | 145.7755 | 897 | 19 | 2 | 1392 | 1.6 | 0.1 | 24 | 10.5263 | 1.7422
S38E145_RES_2812 | West | -37.5508 | 145.5103 | 570 | 10 | 2 | 1212 | 2.8 | 0.3 | 7 | 20 | 1.7422
S38E145_RES_2732 | West | -37.555 | 145.5747 | 770 | 11 | 2 | 420 | 1.2 | 0.2 | 12 | 18.1818 | 1.7422
S38E145_RES_2738 | West | -37.5548 | 145.5935 | 825 | 11 | 2 | 1205 | 3 | 0.4 | 5 | 18.1818 | 1.7422
S38E145_RES_2761 | West | -37.5536 | 145.5097 | 580 | 8 | 2 | 1045 | 3.5 | 0.6 | 3 | 25 | 1.7422
S38E145_RES_272 | West | -37.9144 | 145.7881 | 771 | 8 | 2 | 1284 | 3.9 | 0.6 | 3 | 25 | 1.7422
S38E145_RES_2925 | West | -37.5432 | 145.5393 | 881 | 15 | 2 | 1619 | 2.8 | 0.3 | 9 | 13.3333 | 1.7422
S38E145_RES_2856 | West | -37.5486 | 145.5099 | 581 | 11 | 2 | 1150 | 3.4 | 0.5 | 4 | 18.1818 | 1.7422
S38E145_RES_289 | West | -37.9119 | 145.8864 | 670 | 15 | 2 | 1160 | 2 | 0.2 | 11 | 13.3333 | 1.7422
S38E145_RES_3011 | West | -37.5336 | 145.3772 | 510 | 9 | 2 | 1731 | 4.2 | 0.5 | 3 | 22.2222 | 1.7422
S38E145_RES_3019 | West | -37.5331 | 145.8024 | 902 | 10 | 2 | 1292 | 2.6 | 0.3 | 7 | 20 | 1.7422
S38E145_RES_2949 | West | -37.5411 | 145.5892 | 750 | 12 | 2 | 723 | 2.6 | 0.5 | 5 | 16.6667 | 1.7422
S38E145_RES_3096 | West | -37.526 | 145.591 | 765 | 17 | 2 | 563 | 1.3 | 0.2 | 15 | 11.7647 | 1.7422
S38E145_RES_3101 | West | -37.5258 | 145.8586 | 1190 | 13 | 2 | 1286 | 3.1 | 0.4 | 6 | 15.3846 | 1.7422
S38E145_RES_3254 | West | -37.5149 | 145.3281 | 541 | 12 | 2 | 1052 | 2.6 | 0.3 | 5 | 16.6667 | 1.7422
S38E145_RES_3241 | West | -37.5163 | 145.9154 | 949 | 9 | 2 | 1231 | 4 | 0.7 | 3 | 22.2222 | 1.7422
S38E145_RES_3162 | West | -37.5218 | 145.4808 | 601 | 9 | 2 | 785 | 1.6 | 0.2 | 11 | 22.2222 | 1.7422
S38E145_RES_3164 | West | -37.5217 | 145.8353 | 869 | 11 | 2 | 909 | 2.6 | 0.4 | 5 | 18.1818 | 1.7422
S38E145_RES_3167 | West | -37.5213 | 145.5859 | 829 | 9 | 2 | 1379 | 3.2 | 0.4 | 4 | 22.2222 | 1.7422
S38E145_RES_3168 | West | -37.5212 | 145.5919 | 791 | 11 | 2 | 989 | 2.1 | 0.2 | 8 | 18.1818 | 1.7422
S38E145_RES_3177 | West | -37.5206 | 145.5831 | 840 | 9 | 2 | 1106 | 2.2 | 0.2 | 8 | 22.2222 | 1.7422
S38E145_RES_319 | West | -37.9094 | 145.8249 | 739 | 10 | 2 | 1642 | 3.9 | 0.5 | 5 | 20 | 1.7422
S38E145_RES_315 | West | -37.9097 | 145.8264 | 740 | 9 | 2 | 1451 | 3.5 | 0.4 | 4 | 22.2222 | 1.7422
S38E145_RES_3355 | West | -37.5089 | 145.4858 | 680 | 14 | 2 | 321 | 0.9 | 0.1 | 17 | 14.2857 | 1.7422
S38E145_RES_3359 | West | -37.5085 | 145.2103 | 459 | 10 | 2 | 1002 | 2.6 | 0.3 | 5 | 20 | 1.7422
S38E145_RES_3297 | West | -37.5125 | 145.3072 | 570 | 9 | 2 | 1620 | 3.9 | 0.5 | 5 | 22.2222 | 1.7422
S38E145_RES_33 | West | -37.98 | 145.8611 | 510 | 9 | 2 | 728 | 2.3 | 0.4 | 5 | 22.2222 | 1.7422
S38E145_RES_3309 | West | -37.5114 | 145.3089 | 580 | 22 | 2 | 1613 | 2.6 | 0.2 | 12 | 9.0909 | 1.7422
S38E145_RES_3279 | West | -37.5135 | 145.3714 | 509 | 12 | 2 | 1706 | 3.6 | 0.4 | 6 | 16.6667 | 1.7422
S38E145_RES_3449 | West | -37.5033 | 145.5128 | 769 | 16 | 2 | 1205 | 2 | 0.2 | 12 | 12.5 | 1.7422
S38E145_RES_3362 | West | -37.5083 | 145.5209 | 839 | 16 | 2 | 1458 | 3.4 | 0.4 | 6 | 12.5 | 1.7422
S38E145_RES_3422 | West | -37.5044 | 145.5789 | 810 | 13 | 2 | 1193 | 3.1 | 0.4 | 5 | 15.3846 | 1.7422
S38E145_RES_3425 | West | -37.5044 | 145.5262 | 849 | 10 | 2 | 1150 | 2.8 | 0.3 | 6 | 20 | 1.7422
S38E145_RES_3542 | West | -37.4967 | 145.5781 | 710 | 12 | 2 | 748 | 2.2 | 0.3 | 7 | 16.6667 | 1.7422
S38E145_RES_3553 | West | -37.4959 | 145.4494 | 711 | 9 | 2 | 1744 | 3.7 | 0.4 | 4 | 22.2222 | 1.7422
S38E145_RES_3505 | West | -37.5 | 145.3217 | 560 | 10 | 2 | 1063 | 2.4 | 0.3 | 6 | 20 | 1.7422
S38E145_RES_353 | West | -37.9064 | 145.7983 | 730 | 10 | 2 | 1284 | 3.9 | 0.6 | 4 | 20 | 1.7422
S38E145_RES_3633 | West | -37.4908 | 145.4892 | 820 | 9 | 2 | 1472 | 3.3 | 0.4 | 5 | 22.2222 | 1.7422
S38E145_RES_3632 | West | -37.4908 | 145.4674 | 669 | 19 | 2 | 1168 | 2.3 | 0.2 | 10 | 10.5263 | 1.7422
S38E145_RES_3586 | West | -37.4928 | 145.2648 | 489 | 9 | 2 | 1434 | 3.2 | 0.3 | 5 | 22.2222 | 1.7422
S38E145_RES_3612 | West | -37.4915 | 145.2824 | 488 | 10 | 2 | 1829 | 4.1 | 0.5 | 4 | 20 | 1.7422
S38E145_RES_3616 | West | -37.4915 | 145.7273 | 589 | 13 | 2 | 1422 | 2.6 | 0.2 | 9 | 15.3846 | 1.7422
S38E145_RES_3759 | West | -37.4844 | 145.4493 | 701 | 10 | 2 | 1726 | 4.3 | 0.5 | 4 | 20 | 1.7422
S38E145_RES_3761 | West | -37.4844 | 145.7956 | 1100 | 11 | 2 | 1014 | 2.8 | 0.4 | 6 | 18.1818 | 1.7422
S38E145_RES_3692 | West | -37.4882 | 145.4499 | 698 | 14 | 2 | 995 | 1.9 | 0.2 | 8 | 14.2857 | 1.7422
S38E145_RES_3864 | West | -37.4797 | 145.4542 | 631 | 9 | 2 | 1138 | 3.1 | 0.4 | 4 | 22.2222 | 1.7422
S38E145_RES_3866 | West | -37.4794 | 145.3001 | 529 | 14 | 2 | 1601 | 3.7 | 0.4 | 6 | 14.2857 | 1.7422
S38E145_RES_3869 | West | -37.4794 | 145.2867 | 520 | 9 | 2 | 1571 | 3.5 | 0.4 | 5 | 22.2222 | 1.7422
S38E145_RES_3846 | West | -37.4808 | 145.5197 | 740 | 11 | 2 | 1311 | 3.5 | 0.5 | 5 | 18.1818 | 1.7422
S38E145_RES_3771 | West | -37.484 | 145.4408 | 679 | 10 | 2 | 1398 | 3.3 | 0.4 | 4 | 20 | 1.7422
S38E145_RES_3785 | West | -37.4834 | 145.4725 | 669 | 15 | 2 | 1793 | 3.5 | 0.3 | 6 | 13.3333 | 1.7422
S38E145_RES_3816 | West | -37.4817 | 145.6078 | 790 | 11 | 2 | 1695 | 3.4 | 0.3 | 5 | 18.1818 | 1.7422
S38E145_RES_3827 | West | -37.4814 | 145.3069 | 550 | 10 | 2 | 1664 | 3.7 | 0.4 | 5 | 20 | 1.7422
S38E145_RES_3844 | West | -37.4808 | 145.8033 | 1160 | 8 | 2 | 1255 | 4.3 | 0.7 | 3 | 25 | 1.7422
S38E145_RES_3763 | West | -37.4844 | 145.3001 | 539 | 13 | 2 | 1768 | 3.3 | 0.3 | 5 | 15.3846 | 1.7422
S38E145_RES_4008 | West | -37.4707 | 145.9367 | 925 | 9 | 2 | 928 | 2.6 | 0.4 | 5 | 22.2222 | 1.7422
S38E145_RES_394 | West | -37.9035 | 145.7654 | 768 | 9 | 2 | 1186 | 2.7 | 0.3 | 5 | 22.2222 | 1.7422
S38E145_RES_3946 | West | -37.4751 | 145.5182 | 801 | 10 | 2 | 1014 | 3.2 | 0.5 | 5 | 20 | 1.7422
S38E145_RES_3974 | West | -37.4728 | 145.5017 | 700 | 10 | 2 | 1137 | 2.6 | 0.3 | 7 | 20 | 1.7422
S38E145_RES_3923 | West | -37.4767 | 145.6161 | 750 | 10 | 2 | 990 | 2.7 | 0.4 | 5 | 20 | 1.7422
S38E145_RES_389 | West | -37.9042 | 145.8167 | 700 | 15 | 2 | 1019 | 2 | 0.2 | 10 | 13.3333 | 1.7422
S38E145_RES_4227 | West | -37.4579 | 145.8171 | 1132 | 9 | 2 | 1113 | 3 | 0.4 | 4 | 22.2222 | 1.7422
S38E145_RES_4185 | West | -37.46 | 145.9794 | 799 | 11 | 2 | 1138 | 2.1 | 0.2 | 8 | 18.1818 | 1.7422
S38E145_RES_4203 | West | -37.459 | 145.5462 | 711 | 12 | 2 | 439 | 1.7 | 0.3 | 6 | 16.6667 | 1.7422
S38E145_RES_4213 | West | -37.4585 | 145.5549 | 639 | 10 | 2 | 476 | 1.4 | 0.2 | 8 | 20 | 1.7422
S38E145_RES_404 | West | -37.9026 | 145.8306 | 688 | 15 | 2 | 741 | 1.6 | 0.2 | 11 | 13.3333 | 1.7422
S38E145_RES_4081 | West | -37.4656 | 145.837 | 1151 | 13 | 2 | 1051 | 1.5 | 0.1 | 18 | 15.3846 | 1.7422
S38E145_RES_4115 | West | -37.4639 | 145.8417 | 1180 | 9 | 2 | 823 | 2.4 | 0.4 | 5 | 22.2222 | 1.7422
S38E145_RES_4405 | West | -37.4493 | 145.8111 | 1152 | 13 | 2 | 1410 | 3.4 | 0.4 | 6 | 15.3846 | 1.7422
S38E145_RES_4360 | West | -37.4518 | 145.8146 | 1128 | 16 | 2 | 829 | 1.4 | 0.1 | 18 | 12.5 | 1.7422
S38E145_RES_4368 | West | -37.4514 | 145.9056 | 1110 | 9 | 2 | 983 | 3.5 | 0.6 | 4 | 22.2222 | 1.7422
S38E145_RES_4397 | West | -37.4498 | 145.6283 | 811 | 13 | 2 | 1435 | 2.6 | 0.2 | 9 | 15.3846 | 1.7422
S38E145_RES_4248 | West | -37.4572 | 145.8508 | 1339 | 12 | 2 | 1620 | 3.6 | 0.4 | 6 | 16.6667 | 1.7422
S38E145_RES_4318 | West | -37.4537 | 145.8926 | 1147 | 9 | 2 | 1348 | 4 | 0.6 | 4 | 22.2222 | 1.7422
S38E145_RES_4483 | West | -37.4456 | 145.805 | 1140 | 17 | 2 | 865 | 1.6 | 0.2 | 16 | 11.7647 | 1.7422
S38E145_RES_449 | West | -37.8984 | 145.8036 | 639 | 12 | 2 | 1032 | 3.2 | 0.5 | 4 | 16.6667 | 1.7422
S38E145_RES_4495 | West | -37.4443 | 145.6207 | 822 | 10 | 2 | 1788 | 4.5 | 0.6 | 4 | 20 | 1.7422
S38E145_RES_4497 | West | -37.444 | 145.8414 | 1317 | 16 | 2 | 1069 | 2 | 0.2 | 11 | 12.5 | 1.7422
S38E145_RES_4695 | West | -37.4339 | 145.5478 | 830 | 8 | 2 | 1546 | 3.2 | 0.3 | 5 | 25 | 1.7422
S38E145_RES_4622 | West | -37.4372 | 145.6439 | 830 | 10 | 2 | 903 | 2.5 | 0.3 | 5 | 20 | 1.7422
S38E145_RES_4672 | West | -37.4354 | 145.1297 | 641 | 12 | 2 | 872 | 2.6 | 0.4 | 6 | 16.6667 | 1.7422
S38E145_RES_4673 | West | -37.4353 | 145.8411 | 1290 | 12 | 2 | 1745 | 4.1 | 0.5 | 5 | 16.6667 | 1.7422
S38E145_RES_4689 | West | -37.4342 | 145.7997 | 1180 | 15 | 2 | 1769 | 3.3 | 0.3 | 8 | 13.3333 | 1.7422
S38E145_RES_4606 | West | -37.4378 | 145.1258 | 600 | 9 | 2 | 835 | 2.4 | 0.3 | 5 | 22.2222 | 1.7422
S38E145_RES_4585 | West | -37.4394 | 145.7947 | 1160 | 15 | 2 | 946 | 2.3 | 0.3 | 8 | 13.3333 | 1.7422
S38E145_RES_4808 | West | -37.4281 | 145.8178 | 1190 | 10 | 2 | 1459 | 4.7 | 0.8 | 3 | 20 | 1.7422
S38E145_RES_4775 | West | -37.4292 | 145.6223 | 798 | 13 | 2 | 903 | 1.9 | 0.2 | 9 | 15.3846 | 1.7422
S38E145_RES_4783 | West | -37.4288 | 145.7986 | 1139 | 14 | 2 | 705 | 1.4 | 0.1 | 12 | 14.2857 | 1.7422
S38E145_RES_4787 | West | -37.4287 | 145.5953 | 661 | 14 | 2 | 1169 | 2.8 | 0.3 | 7 | 14.2857 | 1.7422
S38E145_RES_4719 | West | -37.4322 | 145.5347 | 670 | 14 | 2 | 513 | 1.5 | 0.2 | 10 | 14.2857 | 1.7422
S38E145_RES_572 | West | -37.8861 | 145.7575 | 570 | 11 | 2 | 556 | 1.2 | 0.1 | 14 | 18.1818 | 1.7422
S38E145_RES_581 | West | -37.8849 | 145.7436 | 529 | 12 | 2 | 1223 | 2.9 | 0.3 | 6 | 16.6667 | 1.7422
S38E145_RES_4825 | West | -37.4275 | 145.6445 | 831 | 12 | 2 | 983 | 2.4 | 0.3 | 6 | 16.6667 | 1.7422
S38E145_RES_4828 | West | -37.4275 | 145.6084 | 659 | 10 | 2 | 526 | 1.7 | 0.3 | 7 | 20 | 1.7422
S38E145_RES_490 | West | -37.8946 | 145.7543 | 576 | 14 | 2 | 599 | 1.3 | 0.1 | 16 | 14.2857 | 1.7422
S38E145_RES_5 | West | -37.99 | 145.8544 | 420 | 10 | 2 | 907 | 2.9 | 0.5 | 4 | 20 | 1.7422
S38E145_RES_516 | West | -37.8915 | 145.7202 | 671 | 12 | 2 | 1050 | 1.8 | 0.2 | 10 | 16.6667 | 1.7422
S38E145_RES_528 | West | -37.8907 | 145.7315 | 648 | 10 | 2 | 932 | 3 | 0.5 | 4 | 20 | 1.7422
S38E145_RES_771 | West | -37.8439 | 145.8214 | 630 | 9 | 2 | 525 | 1.5 | 0.2 | 7 | 22.2222 | 1.7422
S38E145_RES_762 | West | -37.845 | 145.8488 | 688 | 17 | 2 | 1777 | 2.9 | 0.2 | 10 | 11.7647 | 1.7422
S38E145_RES_652 | West | -37.8662 | 145.6561 | 449 | 10 | 2 | 988 | 3 | 0.5 | 4 | 20 | 1.7422
S38E145_RES_67 | West | -37.9448 | 145.8113 | 397 | 11 | 2 | 617 | 1.3 | 0.1 | 12 | 18.1818 | 1.7422
S38E145_RES_682 | West | -37.857 | 145.8541 | 611 | 11 | 2 | 617 | 1.9 | 0.3 | 8 | 18.1818 | 1.7422
S38E145_RES_702 | West | -37.8529 | 145.8665 | 613 | 10 | 2 | 1147 | 3 | 0.4 | 5 | 20 | 1.7422
S38E145_RES_712 | West | -37.851 | 145.9485 | 585 | 9 | 2 | 828 | 2.2 | 0.3 | 6 | 22.2222 | 1.7422
S38E145_RES_752 | West | -37.846 | 145.7948 | 588 | 9 | 2 | 680 | 1.8 | 0.2 | 6 | 22.2222 | 1.7422
S38E145_RES_61 | West | -37.9502 | 145.8408 | 429 | 14 | 2 | 507 | 1 | 0.1 | 23 | 14.2857 | 1.7422
S38E145_RES_585 | West | -37.8848 | 145.6756 | 539 | 9 | 2 | 1191 | 3.1 | 0.4 | 5 | 22.2222 | 1.7422
S38E145_RES_589 | West | -37.8842 | 145.7517 | 500 | 9 | 2 | 957 | 2.4 | 0.3 | 6 | 22.2222 | 1.7422
S38E145_RES_597 | West | -37.8829 | 145.673 | 531 | 14 | 2 | 907 | 2.3 | 0.3 | 8 | 14.2857 | 1.7422
S38E145_RES_861 | West | -37.8363 | 145.8801 | 699 | 11 | 2 | 840 | 1.7 | 0.2 | 10 | 18.1818 | 1.7422
S38E145_RES_875 | West | -37.8356 | 145.7872 | 639 | 15 | 2 | 785 | 1.6 | 0.2 | 13 | 13.3333 | 1.7422
S38E145_RES_784 | West | -37.8415 | 145.9026 | 818 | 14 | 2 | 1316 | 2.5 | 0.2 | 10 | 14.2857 | 1.7422
S38E145_RES_802 | West | -37.84 | 145.821 | 679 | 11 | 2 | 710 | 1.9 | 0.3 | 7 | 18.1818 | 1.7422
S38E145_RES_812 | West | -37.8395 | 145.8235 | 681 | 15 | 2 | 1329 | 2.1 | 0.2 | 11 | 13.3333 | 1.7422
S38E145_RES_830 | West | -37.8384 | 145.7465 | 601 | 8 | 2 | 1428 | 4.1 | 0.6 | 4 | 25 | 1.7422
S38E145_RES_999 | West | -37.8301 | 145.9169 | 871 | 13 | 2 | 710 | 2 | 0.3 | 7 | 15.3846 | 1.7422
S38E145_RES_904 | West | -37.8337 | 145.8603 | 702 | 9 | 2 | 1267 | 3.7 | 0.5 | 4 | 22.2222 | 1.7422
S38E145_RES_927 | West | -37.8325 | 145.8212 | 732 | 16 | 2 | 1706 | 3.3 | 0.3 | 7 | 12.5 | 1.7422
S38E145_RES_4946 | West | -37.4217 | 145.1328 | 759 | 14 | 2 | 1509 | 2.8 | 0.3 | 6 | 14.2857 | 1.7422
S38E145_RES_4898 | West | -37.4243 | 145.9431 | 1028 | 13 | 2 | 680 | 1.5 | 0.2 | 12 | 15.3846 | 1.7422
S38E145_RES_4913 | West | -37.4233 | 145.1219 | 660 | 17 | 2 | 501 | 1.5 | 0.2 | 10 | 11.7647 | 1.7422
S38E145_RES_4928 | West | -37.4226 | 145.5981 | 712 | 10 | 2 | 1169 | 3.6 | 0.6 | 4 | 20 | 1.7422
S38E145_RES_5109 | West | -37.4146 | 145.6407 | 898 | 10 | 2 | 1349 | 2.7 | 0.3 | 6 | 20 | 1.7422
S38E145_RES_5111 | West | -37.4145 | 145.1013 | 592 | 10 | 2 | 1917 | 5.5 | 0.8 | 3 | 20 | 1.7422
S38E145_RES_4997 | West | -37.4195 | 145.9368 | 1094 | 9 | 2 | 1082 | 3.5 | 0.6 | 4 | 22.2222 | 1.7422
S38E145_RES_5020 | West | -37.4187 | 145.0988 | 531 | 10 | 2 | 977 | 2.8 | 0.4 | 5 | 20 | 1.7422
S38E145_RES_5085 | West | -37.4156 | 145.8405 | 1129 | 16 | 2 | 1571 | 3.3 | 0.3 | 7 | 12.5 | 1.7422
S38E145_RES_5124 | West | -37.4143 | 145.914 | 1189 | 13 | 2 | 526 | 1.6 | 0.2 | 8 | 15.3846 | 1.7422
S38E145_RES_5168 | West | -37.4129 | 145.1161 | 632 | 12 | 2 | 1398 | 2.8 | 0.3 | 6 | 16.6667 | 1.7422
S38E145_RES_5296 | West | -37.4071 | 145.1404 | 681 | 10 | 2 | 1361 | 3 | 0.3 | 5 | 20 | 1.7422
S38E145_RES_5280 | West | -37.4077 | 145.1681 | 729 | 10 | 2 | 1274 | 4 | 0.6 | 3 | 20 | 1.7422
S38E145_RES_5405 | West | -37.4012 | 145.1067 | 599 | 11 | 2 | 1923 | 4.9 | 0.6 | 3 | 18.1818 | 1.7422
S38E145_RES_5409 | West | -37.4009 | 145.9102 | 1161 | 13 | 2 | 730 | 1.8 | 0.2 | 9 | 15.3846 | 1.7422
S38E145_RES_5361 | West | -37.4036 | 145.9129 | 1173 | 9 | 2 | 1212 | 3.3 | 0.4 | 4 | 22.2222 | 1.7422
S38E145_RES_5377 | West | -37.4028 | 145.82 | 1090 | 11 | 2 | 1434 | 2.5 | 0.2 | 7 | 18.1818 | 1.7422
S38E145_RES_5324 | West | -37.4057 | 145.9296 | 1087 | 9 | 2 | 1002 | 2.7 | 0.4 | 6 | 22.2222 | 1.7422
S38E145_RES_5497 | West | -37.3954 | 145.1448 | 658 | 10 | 2 | 1521 | 3.9 | 0.5 | 4 | 20 | 1.7422
S38E145_RES_5442 | West | -37.399 | 145.1467 | 698 | 10 | 2 | 1707 | 4.8 | 0.7 | 4 | 20 | 1.7422
S38E145_RES_5427 | West | -37.3997 | 145.6339 | 800 | 13 | 2 | 1639 | 3.5 | 0.4 | 6 | 15.3846 | 1.7422
S38E145_RES_5411 | West | -37.4008 | 145.6131 | 729 | 9 | 2 | 946 | 2.7 | 0.4 | 4 | 22.2222 | 1.7422
S38E145_RES_5528 | West | -37.3933 | 145.915 | 1230 | 10 | 2 | 779 | 1.6 | 0.2 | 9 | 20 | 1.7422
S38E145_RES_5540 | West | -37.3925 | 145.1519 | 679 | 10 | 2 | 1769 | 4.5 | 0.6 | 4 | 20 | 1.7422
S38E145_RES_5620 | West | -37.3874 | 145.842 | 991 | 9 | 2 | 909 | 2.9 | 0.5 | 4 | 22.2222 | 1.7422
S38E145_RES_5633 | West | -37.3862 | 145.886 | 987 | 11 | 2 | 1175 | 3.2 | 0.4 | 5 | 18.1818 | 1.7422
S38E145_RES_5767 | West | -37.3786 | 145.8119 | 1092 | 10 | 2 | 1181 | 3.5 | 0.5 | 4 | 20 | 1.7422
S38E145_RES_5731 | West | -37.3808 | 145.8328 | 1140 | 10 | 2 | 1534 | 2.9 | 0.3 | 7 | 20 | 1.7422
S38E145_RES_5756 | West | -37.3792 | 145.8581 | 830 | 9 | 2 | 1293 | 4.2 | 0.7 | 3 | 22.2222 | 1.7422
S38E145_RES_5888 | West | -37.3733 | 145.625 | 720 | 12 | 2 | 860 | 2.1 | 0.3 | 7 | 16.6667 | 1.7422
S38E145_RES_5885 | West | -37.3736 | 145.8651 | 859 | 15 | 2 | 526 | 1.8 | 0.3 | 8 | 13.3333 | 1.7422
S38E145_RES_5857 | West | -37.3749 | 145.1494 | 671 | 11 | 2 | 1905 | 4.9 | 0.6 | 3 | 18.1818 | 1.7422
S38E145_RES_5862 | West | -37.3747 | 145.8565 | 821 | 15 | 2 | 946 | 2.1 | 0.2 | 9 | 13.3333 | 1.7422
S38E145_RES_5867 | West | -37.3744 | 145.8332 | 1112 | 13 | 2 | 1231 | 3.4 | 0.5 | 5 | 15.3846 | 1.7422
S38E145_RES_5869 | West | -37.3743 | 145.8973 | 1147 | 10 | 2 | 606 | 1.3 | 0.1 | 12 | 20 | 1.7422
S38E145_RES_5845 | West | -37.3754 | 145.9007 | 1188 | 10 | 2 | 872 | 2.5 | 0.4 | 6 | 20 | 1.7422
S38E145_RES_5789 | West | -37.3775 | 145.8961 | 1160 | 11 | 2 | 1181 | 2.7 | 0.3 | 6 | 18.1818 | 1.7422
S38E145_RES_5951 | West | -37.3692 | 145.8267 | 1109 | 9 | 2 | 1552 | 3.4 | 0.4 | 5 | 22.2222 | 1.7422
S38E145_RES_5995 | West | -37.3669 | 145.5981 | 740 | 12 | 2 | 1015 | 2.5 | 0.3 | 7 | 16.6667 | 1.7422
S38E145_RES_5895 | West | -37.3728 | 145.9271 | 959 | 9 | 2 | 1008 | 3 | 0.4 | 4 | 22.2222 | 1.7422
S38E145_RES_5931 | West | -37.3704 | 145.8643 | 858 | 12 | 2 | 619 | 1.6 | 0.2 | 10 | 16.6667 | 1.7422
S38E145_RES_6138 | West | -37.3561 | 145.8582 | 839 | 9 | 2 | 841 | 2 | 0.2 | 7 | 22.2222 | 1.7422
S38E145_RES_6145 | West | -37.3553 | 145.6111 | 730 | 10 | 2 | 1293 | 3.9 | 0.6 | 4 | 20 | 1.7422
S38E145_RES_6124 | West | -37.3572 | 145.8525 | 710 | 16 | 2 | 427 | 1.2 | 0.2 | 14 | 12.5 | 1.7422
S38E145_RES_6130 | West | -37.3568 | 145.6112 | 742 | 11 | 2 | 1317 | 2.9 | 0.3 | 5 | 18.1818 | 1.7422
S38E145_RES_6068 | West | -37.3612 | 145.6129 | 756 | 15 | 2 | 1274 | 2.5 | 0.3 | 7 | 13.3333 | 1.7422
S38E145_RES_6063 | West | -37.3617 | 145.8604 | 868 | 11 | 2 | 1441 | 4.1 | 0.6 | 4 | 18.1818 | 1.7422
S38E145_RES_6265 | West | -37.3481 | 145.8406 | 810 | 12 | 2 | 439 | 1.2 | 0.2 | 12 | 16.6667 | 1.7422
S38E145_RES_6198 | West | -37.3521 | 145.826 | 1096 | 17 | 2 | 1138 | 2.8 | 0.4 | 6 | 11.7647 | 1.7422
S38E145_RES_6199 | West | -37.3521 | 145.609 | 738 | 10 | 2 | 1528 | 3.5 | 0.4 | 4 | 20 | 1.7422
S38E145_RES_6549 | West | -37.3225 | 145.2439 | 570 | 9 | 2 | 1621 | 5.2 | 0.8 | 3 | 22.2222 | 1.7422
S38E145_RES_6551 | West | -37.3225 | 145.5875 | 640 | 11 | 2 | 1954 | 5 | 0.6 | 4 | 18.1818 | 1.7422
S38E145_RES_6440 | West | -37.3322 | 145.6169 | 729 | 13 | 2 | 1707 | 3.3 | 0.3 | 8 | 15.3846 | 1.7422
S38E145_RES_6473 | West | -37.3284 | 145.6015 | 709 | 16 | 2 | 1497 | 3 | 0.3 | 7 | 12.5 | 1.7422
S38E145_RES_6652 | West | -37.3129 | 145.5518 | 578 | 15 | 2 | 1479 | 2.7 | 0.2 | 8 | 13.3333 | 1.7422
S38E145_RES_6664 | West | -37.3117 | 145.6043 | 712 | 15 | 2 | 1324 | 2.5 | 0.2 | 9 | 13.3333 | 1.7422
S38E145_RES_6632 | West | -37.3144 | 145.5619 | 559 | 10 | 2 | 1410 | 3.7 | 0.5 | 5 | 20 | 1.7422
S38E145_RES_6645 | West | -37.3136 | 145.6198 | 751 | 12 | 2 | 1794 | 4.1 | 0.5 | 5 | 16.6667 | 1.7422
S38E145_RES_6648 | West | -37.3133 | 145.8918 | 681 | 10 | 2 | 885 | 3 | 0.5 | 4 | 20 | 1.7422
S38E145_RES_6558 | West | -37.3219 | 145.2406 | 560 | 9 | 2 | 1831 | 5.1 | 0.7 | 3 | 22.2222 | 1.7422
S38E145_RES_6732 | West | -37.303 | 145.5815 | 669 | 10 | 2 | 798 | 2.2 | 0.3 | 6 | 20 | 1.7422
S38E145_RES_6751 | West | -37.2981 | 145.6158 | 730 | 15 | 2 | 1411 | 2.7 | 0.3 | 7 | 13.3333 | 1.7422
S38E145_RES_6669 | West | -37.3109 | 145.2034 | 559 | 12 | 2 | 1732 | 4 | 0.5 | 4 | 16.6667 | 1.7422
S38E145_RES_6682 | West | -37.3103 | 145.6253 | 670 | 14 | 2 | 681 | 1.9 | 0.3 | 8 | 14.2857 | 1.7422
S38E145_RES_6811 | West | -37.291 | 145.1852 | 539 | 14 | 2 | 1547 | 2.1 | 0.1 | 11 | 14.2857 | 1.7422
S38E145_RES_6861 | West | -37.2803 | 145.1706 | 540 | 11 | 2 | 1262 | 2.6 | 0.3 | 6 | 18.1818 | 1.7422
S38E145_RES_6984 | West | -37.255 | 145.5602 | 701 | 11 | 2 | 1497 | 3.1 | 0.3 | 6 | 18.1818 | 1.7422
S38E145_RES_6933 | West | -37.2653 | 145.6011 | 590 | 10 | 2 | 749 | 1.9 | 0.2 | 7 | 20 | 1.7422
S38E145_RES_6891 | West | -37.2722 | 145.6108 | 590 | 11 | 2 | 699 | 1.8 | 0.2 | 7 | 18.1818 | 1.7422
S38E145_RES_7041 | West | -37.2428 | 145.5717 | 631 | 9 | 2 | 1237 | 3 | 0.4 | 4 | 22.2222 | 1.7422
S38E145_RES_7042 | West | -37.2422 | 145.5642 | 690 | 18 | 2 | 1145 | 2.5 | 0.3 | 7 | 11.1111 | 1.7422
S38E145_RES_7050 | West | -37.2414 | 145.5696 | 632 | 12 | 2 | 656 | 1.2 | 0.1 | 13 | 16.6667 | 1.7422
S38E145_RES_6992 | West | -37.2539 | 145.5957 | 601 | 13 | 2 | 1330 | 2.3 | 0.2 | 8 | 15.3846 | 1.7422
S38E145_RES_7014 | West | -37.2499 | 145.5765 | 661 | 13 | 2 | 1089 | 2.6 | 0.3 | 7 | 15.3846 | 1.7422
S38E145_RES_7028 | West | -37.2469 | 145.555 | 700 | 9 | 2 | 1609 | 4 | 0.5 | 3 | 22.2222 | 1.7422
S38E145_RES_7029 | West | -37.2466 | 145.5712 | 661 | 14 | 2 | 1120 | 2.7 | 0.3 | 5 | 14.2857 | 1.7422
S38E145_RES_7074 | West | -37.2372 | 145.5435 | 619 | 11 | 2 | 551 | 1.5 | 0.2 | 8 | 18.1818 | 1.7422
S38E145_RES_7104 | West | -37.2261 | 145.5575 | 680 | 11 | 2 | 854 | 1.9 | 0.2 | 8 | 18.1818 | 1.7422
S38E145_RES_7116 | West | -37.2223 | 145.5569 | 659 | 9 | 2 | 1176 | 4.1 | 0.7 | 3 | 22.2222 | 1.7422
S38E145_RES_7132 | West | -37.2183 | 145.5519 | 620 | 14 | 2 | 1361 | 2.5 | 0.2 | 9 | 14.2857 | 1.7422
S38E145_RES_7183 | West | -37.1857 | 145.1832 | 537 | 9 | 2 | 693 | 2.1 | 0.3 | 5 | 22.2222 | 1.7422
S38E145_RES_7224 | West | -37.1778 | 145.1947 | 630 | 10 | 2 | 1318 | 2.9 | 0.3 | 6 | 20 | 1.7422
S38E145_RES_7250 | West | -37.1739 | 145.177 | 691 | 11 | 2 | 1423 | 3.7 | 0.5 | 4 | 18.1818 | 1.7422
S38E145_RES_7255 | West | -37.1733 | 145.2202 | 549 | 9 | 2 | 1318 | 3.1 | 0.4 | 5 | 22.2222 | 1.7422
S38E145_RES_7299 | West | -37.1697 | 145.2306 | 540 | 18 | 2 | 1102 | 1.8 | 0.1 | 13 | 11.1111 | 1.7422
S38E145_RES_7304 | West | -37.1692 | 145.1553 | 659 | 14 | 2 | 873 | 2 | 0.2 | 8 | 14.2857 | 1.7422
S38E145_RES_7321 | West | -37.1683 | 145.193 | 599 | 9 | 2 | 1324 | 3.2 | 0.4 | 4 | 22.2222 | 1.7422
S38E145_RES_7403 | West | -37.1623 | 145.1664 | 598 | 21 | 2 | 817 | 1.9 | 0.2 | 11 | 9.5238 | 1.7422
S38E145_RES_7343 | West | -37.1661 | 145.205 | 600 | 12 | 2 | 1423 | 3.7 | 0.5 | 3 | 16.6667 | 1.7422
S38E145_RES_7430 | West | -37.1594 | 145.1525 | 610 | 15 | 2 | 2042 | 4.8 | 0.6 | 4 | 13.3333 | 1.7422
S38E145_RES_7412 | West | -37.1619 | 145.1639 | 620 | 11 | 2 | 1677 | 4.2 | 0.5 | 3 | 18.1818 | 1.7422
S38E145_RES_7463 | West | -37.1571 | 145.2065 | 607 | 16 | 2 | 1696 | 3.7 | 0.4 | 6 | 12.5 | 1.7422
S38E145_RES_7487 | West | -37.1553 | 145.1614 | 600 | 12 | 2 | 1522 | 3.1 | 0.3 | 6 | 16.6667 | 1.7422
S38E145_RES_7496 | West | -37.1547 | 145.2189 | 600 | 13 | 2 | 1881 | 4.7 | 0.6 | 4 | 15.3846 | 1.7422
S38E145_RES_7500 | West | -37.1539 | 145.1535 | 589 | 13 | 2 | 1659 | 2.9 | 0.2 | 8 | 15.3846 | 1.7422
S38E145_RES_7511 | West | -37.1524 | 145.8019 | 599 | 14 | 2 | 1417 | 2.8 | 0.3 | 6 | 14.2857 | 1.7422
S38E145_RES_7527 | West | -37.1511 | 145.2047 | 620 | 16 | 2 | 2005 | 3.9 | 0.4 | 6 | 12.5 | 1.7422
S38E145_RES_7532 | West | -37.1503 | 145.1844 | 649 | 10 | 2 | 1479 | 4.7 | 0.7 | 3 | 20 | 1.7422
S38E145_RES_7541 | West | -37.1497 | 145.8031 | 599 | 14 | 2 | 1052 | 1.9 | 0.2 | 11 | 14.2857 | 1.7422
S38E145_RES_7549 | West | -37.1486 | 145.1485 | 551 | 10 | 2 | 1968 | 5 | 0.6 | 3 | 20 | 1.7422
S38E145_RES_7616 | West | -37.1435 | 145.1851 | 600 | 12 | 2 | 1269 | 2.5 | 0.2 | 7 | 16.6667 | 1.7422
S38E145_RES_7640 | West | -37.1415 | 145.2032 | 628 | 13 | 2 | 1287 | 2.8 | 0.3 | 5 | 15.3846 | 1.7422
S38E145_RES_7651 | West | -37.1411 | 145.1858 | 580 | 23 | 2 | 1758 | 2.6 | 0.2 | 13 | 8.6957 | 1.7422
S38E145_RES_7658 | West | -37.1408 | 145.1885 | 539 | 10 | 2 | 1139 | 2.4 | 0.2 | 7 | 20 | 1.7422
S38E145_RES_7675 | West | -37.1379 | 145.4981 | 471 | 14 | 2 | 396 | 1.1 | 0.1 | 17 | 14.2857 | 1.7422
S38E145_RES_7740 | West | -37.1317 | 145.4949 | 541 | 10 | 2 | 1256 | 2.7 | 0.3 | 6 | 20 | 1.7422
S38E145_RES_7742 | West | -37.1316 | 145.5003 | 549 | 10 | 2 | 1337 | 3.3 | 0.4 | 4 | 20 | 1.7422
S38E145_RES_7757 | West | -37.1301 | 145.1361 | 459 | 12 | 2 | 1194 | 3.2 | 0.4 | 4 | 16.6667 | 1.7422
S38E145_RES_7777 | West | -37.129 | 145.4796 | 477 | 9 | 2 | 1176 | 3.3 | 0.5 | 5 | 22.2222 | 1.7422
S38E145_RES_7787 | West | -37.1283 | 145.1193 | 522 | 9 | 2 | 1386 | 3 | 0.3 | 5 | 22.2222 | 1.7422
S38E145_RES_7795 | West | -37.1278 | 145.5436 | 470 | 9 | 2 | 1170 | 2.7 | 0.3 | 6 | 22.2222 | 1.7422
S38E145_RES_7834 | West | -37.1245 | 145.1555 | 531 | 14 | 2 | 2203 | 3.6 | 0.3 | 7 | 14.2857 | 1.7422
S38E145_RES_7842 | West | -37.1233 | 145.5506 | 470 | 14 | 2 | 1232 | 2.5 | 0.3 | 9 | 14.2857 | 1.7422
S38E145_RES_7846 | West | -37.1231 | 145.4523 | 512 | 13 | 2 | 749 | 2.4 | 0.4 | 6 | 15.3846 | 1.7422
S38E145_RES_7881 | West | -37.1208 | 145.4481 | 560 | 15 | 2 | 1535 | 2.7 | 0.2 | 8 | 13.3333 | 1.7422
S38E145_RES_7897 | West | -37.1203 | 145.5089 | 500 | 15 | 2 | 1058 | 2.1 | 0.2 | 10 | 13.3333 | 1.7422
S38E145_RES_7918 | West | -37.1189 | 145.2738 | 471 | 12 | 2 | 1448 | 2.7 | 0.3 | 6 | 16.6667 | 1.7422
S38E145_RES_7936 | West | -37.1172 | 145.4953 | 540 | 12 | 2 | 959 | 2.4 | 0.3 | 6 | 16.6667 | 1.7422
S38E145_RES_7944 | West | -37.1167 | 145.4189 | 579 | 13 | 2 | 1634 | 3.5 | 0.4 | 6 | 15.3846 | 1.7422
S38E145_RES_7968 | West | -37.1156 | 145.4962 | 549 | 11 | 2 | 1170 | 2.3 | 0.2 | 8 | 18.1818 | 1.7422
S38E145_RES_7977 | West | -37.1147 | 145.5392 | 490 | 12 | 2 | 978 | 2.5 | 0.3 | 7 | 16.6667 | 1.7422
S38E145_RES_7981 | West | -37.1146 | 145.4118 | 569 | 9 | 2 | 1213 | 3.6 | 0.5 | 4 | 22.2222 | 1.7422
S38E145_RES_7988 | West | -37.1139 | 145.4649 | 481 | 15 | 2 | 1225 | 2.4 | 0.2 | 10 | 13.3333 | 1.7422
S38E145_RES_8006 | West | -37.1131 | 145.5458 | 470 | 9 | 2 | 1213 | 2.4 | 0.2 | 7 | 22.2222 | 1.7422
S38E145_RES_8015 | West | -37.1125 | 145.4874 | 522 | 11 | 2 | 501 | 1.2 | 0.1 | 13 | 18.1818 | 1.7422
S38E145_RES_8029 | West | -37.1119 | 145.8192 | 608 | 10 | 2 | 1640 | 3.7 | 0.4 | 4 | 20 | 1.7422
S38E145_RES_8038 | West | -37.1114 | 145.2686 | 470 | 17 | 2 | 1448 | 2.3 | 0.2 | 11 | 11.7647 | 1.7422
S38E145_RES_8055 | West | -37.1103 | 145.2793 | 451 | 13 | 2 | 953 | 1.9 | 0.2 | 8 | 15.3846 | 1.7422
S38E145_RES_8094 | West | -37.1087 | 145.3993 | 554 | 14 | 2 | 1560 | 3.2 | 0.3 | 7 | 14.2857 | 1.7422
S38E145_RES_8100 | West | -37.1086 | 145.4669 | 530 | 10 | 2 | 1461 | 2.7 | 0.2 | 7 | 20 | 1.7422
S38E145_RES_8104 | West | -37.1083 | 145.2483 | 450 | 16 | 2 | 1436 | 2.7 | 0.3 | 8 | 12.5 | 1.7422
S38E145_RES_8158 | West | -37.1061 | 145.1812 | 542 | 16 | 2 | 1411 | 2.2 | 0.2 | 10 | 12.5 | 1.7422
S38E145_RES_8161 | West | -37.1061 | 145.8414 | 581 | 9 | 2 | 706 | 2.3 | 0.4 | 4 | 22.2222 | 1.7422
S38E145_RES_8171 | West | -37.1056 | 145.3803 | 490 | 12 | 2 | 1306 | 3.5 | 0.5 | 5 | 16.6667 | 1.7422
S38E145_RES_8197 | West | -37.1045 | 145.4731 | 531 | 13 | 2 | 1671 | 3 | 0.3 | 7 | 15.3846 | 1.7422
S38E145_RES_8203 | West | -37.1044 | 145.4651 | 539 | 12 | 2 | 1566 | 3.9 | 0.5 | 5 | 16.6667 | 1.7422
S38E145_RES_8205 | West | -37.1044 | 145.5306 | 520 | 16 | 2 | 1213 | 2.5 | 0.3 | 9 | 12.5 | 1.7422
S38E145_RES_8214 | West | -37.1041 | 145.5418 | 519 | 13 | 2 | 836 | 2.3 | 0.3 | 6 | 15.3846 | 1.7422
S38E145_RES_8231 | West | -37.1033 | 145.5024 | 569 | 11 | 2 | 805 | 2.1 | 0.3 | 7 | 18.1818 | 1.7422
S38E145_RES_8251 | West | -37.1015 | 145.4593 | 518 | 10 | 2 | 1288 | 3.8 | 0.6 | 4 | 20 | 1.7422
S38E145_RES_8256 | West | -37.1014 | 145.4819 | 590 | 19 | 2 | 1566 | 2.5 | 0.2 | 12 | 10.5263 | 1.7422
S38E145_RES_8303 | West | -37.0975 | 145.2665 | 509 | 9 | 2 | 1418 | 3.6 | 0.5 | 4 | 22.2222 | 1.7422
S38E145_RES_8311 | West | -37.0964 | 145.4628 | 570 | 12 | 2 | 1789 | 4.5 | 0.6 | 4 | 16.6667 | 1.7422
S38E145_RES_8324 | West | -37.0947 | 145.5022 | 600 | 12 | 2 | 1807 | 3.9 | 0.4 | 5 | 16.6667 | 1.7422
S38E145_RES_8335 | West | -37.0928 | 145.386 | 552 | 13 | 2 | 1523 | 3.3 | 0.4 | 6 | 15.3846 | 1.7422
S38E145_RES_8339 | West | -37.0916 | 145.5595 | 567 | 15 | 2 | 1876 | 3.3 | 0.3 | 8 | 13.3333 | 1.7422
S38E145_RES_8387 | West | -37.0835 | 145.4044 | 559 | 10 | 2 | 1393 | 3.1 | 0.3 | 5 | 20 | 1.7422
S38E145_RES_8388 | West | -37.0832 | 145.4101 | 588 | 11 | 2 | 1083 | 2.6 | 0.3 | 6 | 18.1818 | 1.7422
S38E145_RES_8434 | West | -37.0569 | 145.4101 | 589 | 9 | 2 | 1622 | 3.8 | 0.4 | 4 | 22.2222 | 1.7422
S38E145_RES_8473 | West | -37.003 | 145.5687 | 549 | 10 | 2 | 1746 | 4.7 | 0.6 | 4 | 20 | 1.7422
S39E143_RES_17 | West | -38.7126 | 143.3807 | 341 | 12 | 2 | 1911 | 3.8 | 0.4 | 6 | 16.6667 | 1.7422
S39E143_RES_20 | West | -38.7077 | 143.3754 | 341 | 9 | 2 | 1762 | 4.4 | 0.5 | 4 | 22.2222 | 1.7422
S39E143_RES_24 | West | -38.7047 | 143.3466 | 352 | 13 | 2 | 2042 | 3.5 | 0.3 | 7 | 15.3846 | 1.7422
S39E143_RES_26 | West | -38.7046 | 143.3536 | 337 | 13 | 2 | 959 | 2 | 0.2 | 10 | 15.3846 | 1.7422
S39E143_RES_32 | West | -38.6985 | 143.7094 | 299 | 10 | 2 | 968 | 2.9 | 0.4 | 5 | 20 | 1.7422
S39E143_RES_36 | West | -38.6955 | 143.388 | 397 | 18 | 2 | 1651 | 1.6 | 0.1 | 19 | 11.1111 | 1.7422
S39E143_RES_39 | West | -38.6941 | 143.7192 | 329 | 17 | 2 | 830 | 1.8 | 0.2 | 12 | 11.7647 | 1.7422
S39E143_RES_59 | West | -38.6883 | 143.6097 | 399 | 12 | 2 | 322 | 0.8 | 0.1 | 21 | 16.6667 | 1.7422
S39E143_RES_77 | West | -38.6862 | 143.6122 | 431 | 9 | 2 | 943 | 1.8 | 0.2 | 9 | 22.2222 | 1.7422
S39E143_RES_80 | West | -38.6856 | 143.369 | 389 | 14 | 2 | 1034 | 1.4 | 0.1 | 15 | 14.2857 | 1.7422
S39E143_RES_108 | West | -38.6831 | 143.3975 | 400 | 9 | 2 | 968 | 3.4 | 0.6 | 3 | 22.2222 | 1.7422
S39E143_RES_118 | West | -38.6819 | 143.7742 | 310 | 10 | 2 | 1175 | 2.6 | 0.3 | 6 | 20 | 1.7422
S39E143_RES_134 | West | -38.681 | 143.3691 | 391 | 14 | 2 | 1523 | 3.1 | 0.3 | 7 | 14.2857 | 1.7422
S39E143_RES_138 | West | -38.6808 | 143.7244 | 400 | 11 | 2 | 697 | 1.9 | 0.3 | 6 | 18.1818 | 1.7422
S39E143_RES_140 | West | -38.6806 | 143.613 | 459 | 10 | 2 | 1114 | 3.5 | 0.6 | 4 | 20 | 1.7422
S39E143_RES_187 | West | -38.6779 | 143.685 | 372 | 11 | 2 | 1023 | 2.1 | 0.2 | 8 | 18.1818 | 1.7422
S39E143_RES_189 | West | -38.6778 | 143.5978 | 460 | 11 | 2 | 547 | 1.3 | 0.2 | 13 | 18.1818 | 1.7422
S39E143_RES_196 | West | -38.6774 | 143.4332 | 479 | 13 | 2 | 1643 | 3.9 | 0.5 | 5 | 15.3846 | 1.7422
S39E143_RES_201 | West | -38.6769 | 143.4053 | 460 | 13 | 2 | 1963 | 4.5 | 0.5 | 5 | 15.3846 | 1.7422
S39E143_RES_205 | West | -38.6769 | 143.4107 | 458 | 20 | 2 | 1692 | 3 | 0.3 | 7 | 10 | 1.7422
S39E143_RES_206 | West | -38.6766 | 143.4435 | 439 | 14 | 2 | 1416 | 2.6 | 0.2 | 9 | 14.2857 | 1.7422
S39E143_RES_217 | West | -38.6748 | 143.4159 | 461 | 9 | 2 | 1088 | 2.9 | 0.4 | 4 | 22.2222 | 1.7422
S39E143_RES_247 | West | -38.6716 | 143.4466 | 438 | 10 | 2 | 1982 | 3.5 | 0.3 | 6 | 20 | 1.7422
S39E143_RES_255 | West | -38.6708 | 143.7925 | 330 | 9 | 2 | 1048 | 2.3 | 0.3 | 6 | 22.2222 | 1.7422
S39E143_RES_286 | West | -38.6676 | 143.4429 | 480 | 9 | 2 | 579 | 1.8 | 0.3 | 6 | 22.2222 | 1.7422
S39E143_RES_290 | West | -38.6667 | 143.4494 | 490 | 12 | 2 | 1190 | 2.8 | 0.3 | 6 | 16.6667 | 1.7422
S39E143_RES_310 | West | -38.6634 | 143.4104 | 479 | 17 | 2 | 1811 | 2.9 | 0.2 | 8 | 11.7647 | 1.7422
S39E143_RES_334 | West | -38.6597 | 143.4282 | 479 | 13 | 2 | 1562 | 3.2 | 0.3 | 5 | 15.3846 | 1.7422
S39E143_RES_358 | West | -38.6552 | 143.6398 | 439 | 16 | 2 | 537 | 1.4 | 0.2 | 14 | 12.5 | 1.7422
S39E143_RES_402 | West | -38.6421 | 143.4958 | 479 | 13 | 2 | 1761 | 4.2 | 0.5 | 4 | 15.3846 | 1.7422
S39E143_RES_414 | West | -38.6407 | 143.6324 | 497 | 9 | 2 | 881 | 2.3 | 0.3 | 5 | 22.2222 | 1.7422
S39E143_RES_426 | West | -38.6394 | 143.6335 | 501 | 10 | 2 | 1094 | 2.9 | 0.4 | 6 | 20 | 1.7422
S39E143_RES_429 | West | -38.6388 | 143.5314 | 478 | 14 | 2 | 1128 | 2.7 | 0.3 | 7 | 14.2857 | 1.7422
S39E143_RES_449 | West | -38.6369 | 143.51 | 470 | 10 | 2 | 1674 | 3.4 | 0.4 | 6 | 20 | 1.7422
S39E143_RES_468 | West | -38.6333 | 143.5867 | 520 | 14 | 2 | 1694 | 3 | 0.3 | 8 | 14.2857 | 1.7422
S39E143_RES_511 | West | -38.6286 | 143.6035 | 501 | 9 | 2 | 1554 | 3.4 | 0.4 | 4 | 22.2222 | 1.7422
S39E143_RES_552 | West | -38.6257 | 143.5174 | 468 | 20 | 2 | 2242 | 4.4 | 0.4 | 5 | 10 | 1.7422
S39E143_RES_570 | West | -38.6242 | 143.505 | 419 | 14 | 2 | 495 | 1.5 | 0.2 | 10 | 14.2857 | 1.7422
S39E143_RES_577 | West | -38.6234 | 143.5464 | 438 | 15 | 2 | 701 | 2.2 | 0.3 | 6 | 13.3333 | 1.7422
S39E143_RES_579 | West | -38.6229 | 143.6083 | 469 | 9 | 2 | 1294 | 3.4 | 0.4 | 4 | 22.2222 | 1.7422
S39E143_RES_603 | West | -38.6206 | 143.5839 | 440 | 12 | 2 | 1639 | 3.4 | 0.3 | 6 | 16.6667 | 1.7422
S39E143_RES_609 | West | -38.6202 | 143.4968 | 432 | 11 | 2 | 1037 | 2.5 | 0.3 | 6 | 18.1818 | 1.7422
S39E143_RES_613 | West | -38.6192 | 143.5769 | 439 | 10 | 2 | 2058 | 4.8 | 0.5 | 4 | 20 | 1.7422
S39E143_RES_618 | West | -38.6167 | 143.5189 | 440 | 9 | 2 | 1641 | 3.5 | 0.4 | 4 | 22.2222 | 1.7422
S39E143_RES_625 | West | -38.6133 | 143.5417 | 410 | 12 | 2 | 1434 | 3.6 | 0.5 | 5 | 16.6667 | 1.7422
S39E143_RES_626 | West | -38.6131 | 143.5206 | 410 | 9 | 2 | 1203 | 3.9 | 0.6 | 4 | 22.2222 | 1.7422
S39E143_RES_632 | West | -38.5574 | 143.7952 | 511 | 9 | 2 | 1217 | 3 | 0.4 | 5 | 22.2222 | 1.7422
S39E143_RES_649 | West | -38.5193 | 143.8534 | 528 | 13 | 2 | 1623 | 3.6 | 0.4 | 6 | 15.3846 | 1.7422
S39E145_RES_4 | West | -38.3228 | 145.9643 | 398 | 10 | 2 | 955 | 2.4 | 0.3 | 6 | 20 | 1.7422
S39E145_RES_7 | West | -38.3201 | 145.9819 | 421 | 20 | 2 | 658 | 1.3 | 0.1 | 21 | 10 | 1.7422
S37E145_RES_33 | West | -36.9344 | 145.922 | 869 | 9 | 1 | 526 | 1.5 | 0.2 | 7 | 11.1111 | 0.87111
S37E145_RES_42 | West | -36.932 | 145.9161 | 922 | 10 | 1 | 1170 | 2.6 | 0.3 | 5 | 10 | 0.87111
S37E145_RES_52 | West | -36.9299 | 145.8314 | 638 | 11 | 1 | 2069 | 2.9 | 0.2 | 6 | 9.0909 | 0.87111
S37E145_RES_79 | West | -36.9262 | 145.9406 | 751 | 9 | 1 | 1629 | 2.9 | 0.3 | 5 | 11.1111 | 0.87111
S37E145_RES_85 | West | -36.9254 | 145.8888 | 812 | 10 | 1 | 923 | 1.8 | 0.2 | 7 | 10 | 0.87111
S37E145_RES_89 | West | -36.925 | 145.8981 | 940 | 9 | 1 | 1368 | 2.7 | 0.3 | 5 | 11.1111 | 0.87111
S37E145_RES_334 | West | -36.899 | 145.91 | 829 | 9 | 1 | 1102 | 2.5 | 0.3 | 4 | 11.1111 | 0.87111
S37E145_RES_374 | West | -36.8939 | 145.9208 | 709 | 9 | 1 | 340 | 1 | 0.1 | 8 | 11.1111 | 0.87111
S37E145_RES_520 | West | -36.8607 | 145.6529 | 498 | 10 | 1 | 830 | 2.1 | 0.3 | 5 | 10 | 0.87111
S37E145_RES_551 | West | -36.8519 | 145.9645 | 549 | 9 | 1 | 812 | 2.1 | 0.3 | 5 | 11.1111 | 0.87111
S37E145_RES_562 | West | -36.8501 | 145.9008 | 609 | 11 | 1 | 1387 | 2.2 | 0.2 | 8 | 9.0909 | 0.87111
S37E145_RES_564 | West | -36.8498 | 145.9204 | 547 | 10 | 1 | 954 | 1.6 | 0.1 | 9 | 10 | 0.87111
S37E145_RES_587 | West | -36.8461 | 145.9763 | 549 | 10 | 1 | 942 | 2.5 | 0.3 | 4 | 10 | 0.87111
S37E145_RES_636 | West | -36.837 | 145.8909 | 691 | 9 | 1 | 1301 | 2.6 | 0.3 | 5 | 11.1111 | 0.87111
S37E145_RES_672 | West | -36.8326 | 145.8621 | 697 | 9 | 1 | 1609 | 3.2 | 0.3 | 4 | 11.1111 | 0.87111
S37E145_RES_850 | West | -36.8131 | 145.6813 | 558 | 11 | 1 | 1097 | 2.2 | 0.2 | 6 | 9.0909 | 0.87111
S37E145_RES_858 | West | -36.8107 | 145.9053 | 568 | 12 | 1 | 1517 | 2.9 | 0.3 | 5 | 8.3333 | 0.87111
S37E145_RES_878 | West | -36.7864 | 145.8512 | 652 | 9 | 1 | 1208 | 2.8 | 0.3 | 4 | 11.1111 | 0.87111
S37E145_RES_899 | West | -36.779 | 145.8748 | 699 | 11 | 1 | 441 | 1.2 | 0.2 | 9 | 9.0909 | 0.87111
S37E145_RES_927 | West | -36.7708 | 145.8706 | 580 | 9 | 1 | 520 | 1.6 | 0.3 | 6 | 11.1111 | 0.87111
S37E145_RES_969 | West | -36.7597 | 145.833 | 559 | 9 | 1 | 1202 | 3 | 0.4 | 4 | 11.1111 | 0.87111
S37E145_RES_996 | West | -36.7542 | 145.8547 | 579 | 9 | 1 | 1567 | 3.2 | 0.3 | 5 | 11.1111 | 0.87111
S37E145_RES_1070 | West | -36.7381 | 145.8864 | 589 | 9 | 1 | 1599 | 2.9 | 0.3 | 5 | 11.1111 | 0.87111
S37E145_RES_1192 | West | -36.6991 | 145.8253 | 532 | 9 | 1 | 1295 | 2.2 | 0.2 | 4 | 11.1111 | 0.87111
S38E143_RES_9 | West | -37.3311 | 143.2803 | 680 | 10 | 1 | 507 | 1.2 | 0.1 | 7 | 10 | 0.87111
S38E143_RES_44 | West | -37.3086 | 143.2641 | 689 | 10 | 1 | 705 | 1.6 | 0.2 | 8 | 10 | 0.87111
S38E143_RES_345 | West | -37.2353 | 143.2017 | 751 | 11 | 1 | 885 | 1.5 | 0.1 | 11 | 9.0909 | 0.87111
S38E143_RES_347 | West | -37.2352 | 143.2219 | 688 | 8 | 1 | 1213 | 2.7 | 0.3 | 4 | 12.5 | 0.87111
S38E143_RES_369 | West | -37.2292 | 143.2204 | 642 | 8 | 1 | 545 | 1.4 | 0.2 | 7 | 12.5 | 0.87111
S38E143_RES_409 | West | -37.1333 | 143.3669 | 650 | 10 | 1 | 594 | 1.4 | 0.2 | 8 | 10 | 0.87111
S38E143_RES_511 | West | -37.0908 | 143.3069 | 630 | 9 | 1 | 842 | 1.6 | 0.1 | 7 | 11.1111 | 0.87111
S38E143_RES_528 | West | -37.0872 | 143.3346 | 618 | 9 | 1 | 594 | 1.5 | 0.2 | 7 | 11.1111 | 0.87111
S38E144_RES_7 | West | -37.5858 | 144.3681 | 471 | 9 | 1 | 1661 | 2.8 | 0.2 | 4 | 11.1111 | 0.87111
S38E144_RES_41 | West | -37.3876 | 144.6208 | 751 | 10 | 1 | 618 | 1.2 | 0.1 | 12 | 10 | 0.87111
S38E145_RES_1046 | West | -37.8278 | 145.9333 | 788 | 9 | 1 | 365 | 0.9 | 0.1 | 11 | 11.1111 | 0.87111
S38E145_RES_1061 | West | -37.8266 | 145.8742 | 687 | 9 | 1 | 396 | 1 | 0.1 | 9 | 11.1111 | 0.87111
S38E145_RES_1010 | West | -37.8295 | 145.7537 | 591 | 10 | 1 | 958 | 1.9 | 0.2 | 8 | 10 | 0.87111
S38E145_RES_12 | West | -37.9861 | 145.8603 | 420 | 9 | 1 | 741 | 1.8 | 0.2 | 6 | 11.1111 | 0.87111
S38E145_RES_1444 | West | -37.8028 | 145.8414 | 789 | 9 | 1 | 1150 | 2.4 | 0.3 | 6 | 11.1111 | 0.87111
S38E145_RES_1826 | West | -37.7728 | 145.9697 | 670 | 10 | 1 | 673 | 1.6 | 0.2 | 8 | 10 | 0.87111
S38E145_RES_1867 | West | -37.7683 | 145.9681 | 730 | 9 | 1 | 933 | 1.4 | 0.1 | 10 | 11.1111 | 0.87111
S38E145_RES_1797 | West | -37.7746 | 145.9839 | 729 | 10 | 1 | 798 | 2 | 0.3 | 6 | 10 | 0.87111
S38E145_RES_2297 | West | -37.5896 | 145.5106 | 402 | 8 | 1 | 408 | 1.2 | 0.2 | 4 | 12.5 | 0.87111
S38E145_RES_2320 | West | -37.5876 | 145.8534 | 820 | 9 | 1 | 569 | 1.8 | 0.3 | 5 | 11.1111 | 0.87111
S38E145_RES_2332 | West | -37.5842 | 145.5169 | 490 | 8 | 1 | 661 | 1.7 | 0.2 | 7 | 12.5 | 0.87111
S38E145_RES_243 | West | -37.9171 | 145.8563 | 768 | 8 | 1 | 1018 | 1.7 | 0.1 | 8 | 12.5 | 0.87111
S38E145_RES_2566 | West | -37.5642 | 145.5552 | 768 | 9 | 1 | 1187 | 2.7 | 0.3 | 5 | 11.1111 | 0.87111
S38E145_RES_2811 | West | -37.5508 | 145.5042 | 510 | 9 | 1 | 1094 | 2.1 | 0.2 | 7 | 11.1111 | 0.87111
S38E145_RES_2735 | West | -37.555 | 145.5791 | 831 | 10 | 1 | 761 | 1.4 | 0.1 | 8 | 10 | 0.87111
S38E145_RES_3023 | West | -37.5328 | 145.4911 | 620 | 9 | 1 | 1342 | 2.4 | 0.2 | 6 | 11.1111 | 0.87111
S38E145_RES_2998 | West | -37.5362 | 145.796 | 856 | 11 | 1 | 866 | 1.4 | 0.1 | 10 | 9.0909 | 0.87111
S38E145_RES_3004 | West | -37.535 | 145.5388 | 879 | 10 | 1 | 1292 | 2.9 | 0.3 | 4 | 10 | 0.87111
S38E145_RES_3078 | West | -37.5271 | 145.5745 | 770 | 10 | 1 | 1249 | 2.4 | 0.2 | 6 | 10 | 0.87111
S38E145_RES_3087 | West | -37.5268 | 145.5759 | 778 | 11 | 1 | 971 | 1.5 | 0.1 | 10 | 9.0909 | 0.87111
S38E145_RES_3206 | West | -37.5187 | 145.9134 | 921 | 9 | 1 | 618 | 1.5 | 0.2 | 5 | 11.1111 | 0.87111
S38E145_RES_3215 | West | -37.5181 | 145.5136 | 771 | 9 | 1 | 1868 | 3.3 | 0.3 | 4 | 11.1111 | 0.87111
S38E145_RES_3216 | West | -37.5179 | 145.33 | 548 | 10 | 1 | 940 | 2.2 | 0.3 | 5 | 10 | 0.87111
S38E145_RES_3240 | West | -37.5164 | 145.5347 | 920 | 9 | 1 | 1150 | 1.7 | 0.1 | 10 | 11.1111 | 0.87111
S38E145_RES_3294 | West | -37.5127 | 145.5186 | 769 | 11 | 1 | 884 | 1.5 | 0.1 | 9 | 9.0909 | 0.87111
S38E145_RES_3266 | West | -37.5142 | 145.9219 | 931 | 10 | 1 | 630 | 1.2 | 0.1 | 11 | 10 | 0.87111
S38E145_RES_3415 | West | -37.505 | 145.5903 | 749 | 9 | 1 | 860 | 2.2 | 0.3 | 5 | 11.1111 | 0.87111
S38E145_RES_3421 | West | -37.5046 | 145.3232 | 537 | 9 | 1 | 785 | 1.6 | 0.2 | 7 | 11.1111 | 0.87111
S38E145_RES_3490 | West | -37.5007 | 145.2948 | 506 | 11 | 1 | 482 | 1 | 0.1 | 12 | 9.0909 | 0.87111
S38E145_RES_3511 | West | -37.4996 | 145.5196 | 826 | 13 | 1 | 1101 | 2.1 | 0.2 | 7 | 7.6923 | 0.87111
S38E145_RES_352 | West | -37.9064 | 145.7761 | 818 | 9 | 1 | 914 | 1.5 | 0.1 | 8 | 11.1111 | 0.87111
S38E145_RES_3644 | West | -37.4906 | 145.5981 | 850 | 10 | 1 | 1175 | 2.5 | 0.3 | 5 | 10 | 0.87111
S38E145_RES_3603 | West | -37.492 | 145.5087 | 758 | 9 | 1 | 854 | 1.2 | 0.1 | 12 | 11.1111 | 0.87111
S38E145_RES_382 | West | -37.9047 | 145.8119 | 680 | 9 | 1 | 1186 | 1.9 | 0.2 | 7 | 11.1111 | 0.87111
S38E145_RES_3835 | West | -37.4812 | 145.4276 | 569 | 9 | 1 | 1076 | 2.5 | 0.3 | 4 | 11.1111 | 0.87111
S38E145_RES_3836 | West | -37.4811 | 145.4728 | 649 | 9 | 1 | 989 | 2.4 | 0.3 | 4 | 11.1111 | 0.87111
S38E145_RES_3990 | West | -37.4718 | 145.62 | 761 | 11 | 1 | 723 | 2 | 0.3 | 5 | 9.0909 | 0.87111
S38E145_RES_4237 | West | -37.4575 | 145.8206 | 1139 | 10 | 1 | 767 | 1.8 | 0.2 | 6 | 10 | 0.87111
S38E145_RES_4380 | West | -37.4507 | 145.6146 | 822 | 9 | 1 | 1237 | 2.3 | 0.2 | 6 | 11.1111 | 0.87111
S38E145_RES_425 | West | -37.9012 | 145.7749 | 749 | 10 | 1 | 446 | 0.9 | 0.1 | 16 | 10 | 0.87111
S38E145_RES_43 | West | -37.9633 | 145.8389 | 460 | 8 | 1 | 402 | 1 | 0.1 | 11 | 12.5 | 0.87111
S38E145_RES_4554 | West | -37.4408 | 145.1214 | 540 | 9 | 1 | 1008 | 2.4 | 0.3 | 5 | 11.1111 | 0.87111
S38E145_RES_4417 | West | -37.4486 | 145.8185 | 1169 | 11 | 1 | 1571 | 1.8 | 0.1 | 9 | 9.0909 | 0.87111
S38E145_RES_4618 | West | -37.4372 | 145.5411 | 770 | 11 | 1 | 687 | 1.4 | 0.1 | 9 | 9.0909 | 0.87111
S38E145_RES_458 | West | -37.8975 | 145.6603 | 459 | 12 | 1 | 992 | 1.5 | 0.1 | 11 | 8.3333 | 0.87111
S38E145_RES_480 | West | -37.8957 | 145.7678 | 771 | 10 | 1 | 1236 | 2.3 | 0.2 | 7 | 10 | 0.87111
S38E145_RES_4760 | West | -37.4297 | 145.8351 | 1219 | 9 | 1 | 1225 | 2.3 | 0.2 | 6 | 11.1111 | 0.87111
S38E145_RES_4789 | West | -37.4286 | 145.6278 | 850 | 11 | 1 | 1453 | 2.1 | 0.1 | 10 | 9.0909 | 0.87111
S38E145_RES_555 | West | -37.8879 | 145.7521 | 496 | 10 | 1 | 389 | 0.8 | 0.1 | 15 | 10 | 0.87111
S38E145_RES_523 | West | -37.8908 | 145.6851 | 539 | 9 | 1 | 1187 | 2.6 | 0.3 | 5 | 11.1111 | 0.87111
S38E145_RES_538 | West | -37.8896 | 145.7426 | 590 | 11 | 1 | 630 | 1.7 | 0.2 | 6 | 9.0909 | 0.87111
S38E145_RES_644 | West | -37.869 | 145.68 | 459 | 8 | 1 | 641 | 1.5 | 0.2 | 8 | 12.5 | 0.87111
S38E145_RES_654 | West | -37.8653 | 145.9561 | 559 | 9 | 1 | 437 | 1.2 | 0.2 | 9 | 11.1111 | 0.87111
S38E145_RES_834 | West | -37.8381 | 145.8865 | 819 | 9 | 1 | 1111 | 2.4 | 0.3 | 5 | 11.1111 | 0.87111
S38E145_RES_852 | West | -37.8367 | 145.9238 | 789 | 9 | 1 | 408 | 1.2 | 0.2 | 7 | 11.1111 | 0.87111
S38E145_RES_777 | West | -37.8431 | 145.738 | 489 | 14 | 1 | 976 | 1.4 | 0.1 | 14 | 7.1429 | 0.87111
S38E145_RES_994 | West | -37.8304 | 145.8429 | 727 | 10 | 1 | 1371 | 2.6 | 0.2 | 5 | 10 | 0.87111
S38E145_RES_963 | West | -37.8313 | 145.7507 | 599 | 9 | 1 | 661 | 1.9 | 0.3 | 5 | 11.1111 | 0.87111
S38E145_RES_5194 | West | -37.4117 | 145.0979 | 562 | 9 | 1 | 1212 | 2.7 | 0.3 | 4 | 11.1111 | 0.87111
S38E145_RES_5152 | West | -37.4133 | 145.1174 | 628 | 17 | 1 | 1664 | 2.5 | 0.2 | 7 | 5.8824 | 0.87111
S38E145_RES_5514 | West | -37.3942 | 145.8136 | 1040 | 14 | 1 | 519 | 0.6 | 0 | 36 | 7.1429 | 0.87111
S38E145_RES_6076 | West | -37.3607 | 145.8187 | 1151 | 9 | 1 | 1033 | 2.3 | 0.3 | 5 | 11.1111 | 0.87111
S38E145_RES_6338 | West | -37.3416 | 145.8166 | 1151 | 11 | 1 | 971 | 1.7 | 0.1 | 10 | 9.0909 | 0.87111
S38E145_RES_6167 | West | -37.3545 | 145.5953 | 659 | 9 | 1 | 507 | 1.2 | 0.1 | 10 | 11.1111 | 0.87111
S38E145_RES_6523 | West | -37.3244 | 145.5867 | 630 | 9 | 1 | 742 | 1.9 | 0.3 | 5 | 11.1111 | 0.87111
S38E145_RES_6565 | West | -37.3211 | 145.2518 | 541 | 9 | 1 | 1008 | 2.1 | 0.2 | 6 | 11.1111 | 0.87111
S38E145_RES_6598 | West | -37.3185 | 145.9157 | 983 | 11 | 1 | 1540 | 3.2 | 0.3 | 5 | 9.0909 | 0.87111
S38E145_RES_6600 | West | -37.3183 | 145.6129 | 739 | 12 | 1 | 1652 | 2.7 | 0.2 | 7 | 8.3333 | 0.87111
S38E145_RES_6617 | West | -37.3161 | 145.5583 | 570 | 9 | 1 | 779 | 1.7 | 0.2 | 7 | 11.1111 | 0.87111
S38E145_RES_6698 | West | -37.3083 | 145.6015 | 709 | 10 | 1 | 853 | 1.6 | 0.2 | 9 | 10 | 0.87111
S38E145_RES_6760 | West | -37.2961 | 145.6142 | 690 | 9 | 1 | 693 | 1.9 | 0.3 | 5 | 11.1111 | 0.87111
S38E145_RES_6761 | West | -37.2956 | 145.6018 | 679 | 10 | 1 | 551 | 1.4 | 0.2 | 8 | 10 | 0.87111
S38E145_RES_6684 | West | -37.31 | 145.5525 | 570 | 9 | 1 | 1243 | 2.4 | 0.2 | 5 | 11.1111 | 0.87111
S38E145_RES_6884 | West | -37.2729 | 145.1625 | 542 | 11 | 1 | 2116 | 3.4 | 0.3 | 5 | 9.0909 | 0.87111
S38E145_RES_6817 | West | -37.2902 | 145.6048 | 611 | 8 | 1 | 371 | 1 | 0.1 | 9 | 12.5 | 0.87111
S38E145_RES_6844 | West | -37.2842 | 145.5822 | 700 | 16 | 1 | 1392 | 2.2 | 0.2 | 8 | 6.25 | 0.87111
S38E145_RES_6956 | West | -37.2603 | 145.5673 | 719 | 10 | 1 | 1615 | 2.8 | 0.2 | 6 | 10 | 0.87111
S38E145_RES_6962 | West | -37.2602 | 145.5774 | 709 | 9 | 1 | 909 | 2.5 | 0.3 | 4 | 11.1111 | 0.87111
S38E145_RES_7022 | West | -37.2477 | 145.5825 | 611 | 10 | 1 | 860 | 2.4 | 0.3 | 4 | 10 | 0.87111
S38E145_RES_7023 | West | -37.2476 | 145.5786 | 619 | 8 | 1 | 742 | 1.6 | 0.2 | 5 | 12.5 | 0.87111
S38E145_RES_7117 | West | -37.2222 | 145.5503 | 671 | 11 | 1 | 1033 | 2.3 | 0.3 | 5 | 9.0909 | 0.87111
S38E145_RES_7069 | West | -37.238 | 145.5699 | 658 | 11 | 1 | 1145 | 1.8 | 0.1 | 10 | 9.0909 | 0.87111
S38E145_RES_7164 | West | -37.191 | 145.1762 | 518 | 9 | 1 | 1009 | 2 | 0.2 | 7 | 11.1111 | 0.87111
S38E145_RES_7202 | West | -37.1821 | 145.2044 | 568 | 19 | 1 | 1003 | 1.2 | 0.1 | 20 | 5.2632 | 0.87111
S38E145_RES_7149 | West | -37.2143 | 145.5572 | 598 | 11 | 1 | 953 | 2.6 | 0.4 | 4 | 9.0909 | 0.87111
S38E145_RES_7385 | West | -37.1631 | 145.149 | 579 | 11 | 1 | 897 | 1.6 | 0.1 | 9 | 9.0909 | 0.87111
S38E145_RES_7445 | West | -37.1581 | 145.1674 | 621 | 10 | 1 | 1263 | 2.5 | 0.3 | 6 | 10 | 0.87111
S38E145_RES_7467 | West | -37.1569 | 145.1324 | 558 | 11 | 1 | 1355 | 2.2 | 0.2 | 6 | 9.0909 | 0.87111
S38E145_RES_7510 | West | -37.1528 | 145.1989 | 530 | 11 | 1 | 1238 | 2.2 | 0.2 | 5 | 9.0909 | 0.87111
S38E145_RES_7574 | West | -37.1469 | 145.1839 | 630 | 9 | 1 | 1807 | 3.4 | 0.3 | 4 | 11.1111 | 0.87111
S38E145_RES_7763 | West | -37.1297 | 145.1844 | 559 | 10 | 1 | 1875 | 3.2 | 0.3 | 5 | 10 | 0.87111
S38E145_RES_8062 | West | -37.1103 | 145.8406 | 610 | 9 | 1 | 1263 | 2.2 | 0.2 | 7 | 11.1111 | 0.87111
S38E145_RES_8149 | West | -37.1064 | 145.4939 | 590 | 9 | 1 | 966 | 2.4 | 0.3 | 4 | 11.1111 | 0.87111
S38E145_RES_8191 | West | -37.1048 | 145.4491 | 518 | 9 | 1 | 532 | 1.5 | 0.2 | 7 | 11.1111 | 0.87111
S38E145_RES_8276 | West | -37.0992 | 145.4758 | 550 | 14 | 1 | 867 | 1.4 | 0.1 | 10 | 7.1429 | 0.87111
S38E145_RES_8358 | West | -37.0888 | 145.5596 | 568 | 9 | 1 | 1288 | 2.8 | 0.3 | 4 | 11.1111 | 0.87111
S39E143_RES_28 | West | -38.7006 | 143.3501 | 377 | 9 | 1 | 1485 | 2.4 | 0.2 | 7 | 11.1111 | 0.87111
S39E143_RES_52 | West | -38.6908 | 143.5932 | 469 | 8 | 1 | 1196 | 2.4 | 0.2 | 6 | 12.5 | 0.87111
S39E143_RES_106 | West | -38.6833 | 143.5931 | 470 | 10 | 1 | 912 | 1.8 | 0.2 | 8 | 10 | 0.87111
S39E143_RES_110 | West | -38.6828 | 143.595 | 489 | 12 | 1 | 1465 | 2.5 | 0.2 | 7 | 8.3333 | 0.87111
S39E143_RES_231 | West | -38.6742 | 143.6878 | 420 | 9 | 1 | 586 | 1.2 | 0.1 | 10 | 11.1111 | 0.87111
S39E143_RES_257 | West | -38.6707 | 143.6088 | 471 | 9 | 1 | 1110 | 1.8 | 0.1 | 8 | 11.1111 | 0.87111
S39E143_RES_332 | West | -38.6602 | 143.4141 | 471 | 10 | 1 | 1090 | 2.2 | 0.2 | 6 | 10 | 0.87111
S39E143_RES_342 | West | -38.6575 | 143.4244 | 480 | 9 | 1 | 1339 | 2.7 | 0.3 | 5 | 11.1111 | 0.87111
S39E143_RES_372 | West | -38.65 | 143.6376 | 458 | 10 | 1 | 757 | 2.2 | 0.3 | 4 | 10 | 0.87111
S39E143_RES_401 | West | -38.6421 | 143.4844 | 449 | 9 | 1 | 1161 | 3 | 0.4 | 3 | 11.1111 | 0.87111
S39E143_RES_448 | West | -38.6371 | 143.534 | 490 | 10 | 1 | 1239 | 2.1 | 0.2 | 7 | 10 | 0.87111
S39E143_RES_462 | West | -38.6353 | 143.5471 | 508 | 10 | 1 | 1176 | 2.4 | 0.2 | 6 | 10 | 0.87111
S39E145_RES_3 | West | -38.3239 | 145.9711 | 410 | 9 | 1 | 1444 | 2.2 | 0.2 | 7 | 11.1111 | 0.87111